## INPUT DATA
INPUT THE DATA ON THE YELLOW CELL (THIS IS NOT A LOCKED SPREADSHEET, HENCE YOU CAN CUSTOMIZE BASE ON YOUR NEEDS)
| PROJECT TITLE: | PROPOSED ONE STOREY TWO BED ROOM RESIDENTIAL BUILDING
| PROJECT LOCATION: | ZAMBOANGA CITY
Item Number | Item of Works | Qty | Units | Remarks | DIRECT COST |  |  | INDIRECT COST
[5 empty] | Manpower /Labor | Equipment/ Tools | Materials | OCM | Profit | VAT | Total Cost | Unit Cost
CIVIL WORKS
800(1) | CLEARING AND GRUBBING | 200 | SQ.M. | Area of the project for clearing | 600 | 21555.2 | 0 | 1107.76 | 2215.52 | 0 | 25478.48 | 127.3924
800(3)a | INDIVIDUAL REMOVAL OF TREES (UPTO 300MM DIAMETER) | 2 | EACH | Number of trees to be removed from project site | 550 | 3908.94 | 0 | 222.947 | 445.894 | 0 | 5127.781 | 2563.8905
803(1)a | STRUCTURE EXCAVATION (COMMON SOIL) | 23 | CU.M. | Volume to be excavated by Backhoe | 287.5 | 4905.9 | 0 | 259.67 | 519.34 | 0 | 5972.41 | 259.67
803(1)a | STRUCTURE EXCAVATION (SOFT ROCK) | 0 | CU.M. | Volume to be excavated by Backhoe | 0 | 0 | 0 | 0 | 0 | 0 | 0 | #DIV/0!
804(4) | GRAVEL BEDDING | 3 | CU.M. | Putting gravel as bedding in foundation | 625 | 677.5 | 4200 | 275.125 | 550.25 | 0 | 6327.875 | 2109.2917
902(1) | REINFORCING STEEL OF REINFORCED CONCRETE STRUCTURES FOR ONE-STOREY, GRADE 40/60 | 1200 | KGS. | After estimating the number of steel bars by direct counting on plan, get its total weight in kgs. | 7738.54 | 3772.43 | 96201 | 5385.5985 | 10771.197 | 0 | 123868.7655 | 103.224
902(1) | REINFORCING STEEL OF REINFORCED CONCRETE STRUCTURES FOR TWO UPTO FIVE STOREY | 0 | KGS. | This is for two to 5 storey only. After estimating the number of steel bars by direct counting on plan, get its total weight in kgs. | 0 | 0 | 0 | 0 | 0 | 0 | 0 | #DIV/0!
900(1)c2 | STRUCTURAL CONCRETE FOR FOOTING AND SLAB ON FILL (CLASS A, 28 DAYS) | 12.4 | CU.M. | Total concrete volume of Footing & Slab on grade | 13025.21 | 7276.75 | 55942.6 | 3812.228 | 7624.456 | 0 | 87681.244 | 7071.0681
900(1) | STRUCTURAL CONCRETE FOR FOOTING TIE BEAM, COLUMN, SUSPENDED SLAB, GIRDER/BEAM (CLASS A, 28 DAYS) | 23.6 | CU.M. | Total volume of concrete for beam, column tie beam, suspended slab & girder | 32777.78 | 18311.85 | 99391.4 | 7524.0515 | 15048.103 | 0 | 173053.1845 | 7332.7621
903(2) | FORMWORKS AND FALSEWORKS (FOR ONE-STOREY BUILDING) | 49 | SQ.M. | Area of the surface to be covered. E.i. compute the areas of columns, beams and other structural members that need form for concreting | 9285.8 | 928.58 | 29647.03 | 1993.0705 | 3986.141 | 0 | 45840.6215 | 935.5229
1046 | 100MM CHB NON LOAD BEARING/LOAD BEARING (INCLUDING REINFORCING STEEL) | 189 | SQ.M. | Total area of wall using 4" CHB | 19764.71 | 10475.29 | 120511.13 | 7537.5565 | 15075.113 | 0 | 173363.7995 | 917.2688
1046 | 150mm. CHB NON LOAD BEARING (including Reinforcing Steel) | 36 | SQ.M. | Total area of wall using 6" CHB | 4528.3 | 2400 | 33660 | 2029.415 | 4058.83 | 0 | 46676.545 | 1296.5707
1027(1) | CEMENT PLASTER FINISH WITH 19MM THICK & 1:3 MORTAR MIXTURE | 420 | SQ.M. | Total area of concrete surface to be plastered | 26526.32 | 2652.63 | 57141 | 4315.9975 | 8631.995 | 0 | 99267.9425 | 236.3522
1047(2)b | STRUCTURAL STEEL ROOF TRUSS | 0 | KGS. | Determine the steel materials by direct counting on plan, then convert it to weight in kilograms | 0 | 0 | 0 | 0 | 0 | 0 | 0 | #DIV/0!
1047(2)c | STRUCTURAL STEEL PURLINS | 200 | KGS. | Determine the number of C-Purlins by direct counting on plan, then convert it to weight in kilograms | 995.02 | 895.52 | 16107 | 899.877 | 1799.754 | 0 | 20697.171 | 103.4859
1013(1) | CORRUGATED METAL ROOFING | 0 | SQ.M. | Determine the roof area to be covered by corrugated roof sheet | 0 | 0 | 0 | 0 | 0 | 0 | 0 | #DIV/0!
1013(2) | FABRICATED METAL ROOFING ACCESSORY (RIDGE/HIP ROLLS/FLASHING/COUNTER FLASHING/ VALLEY ROLL) | 38 | M. | Determine the total length of Flashing, Ridge Roll and Valley Roll | 855 | 85.5 | 8167.21 | 455.3855 | 910.771 | 0 | 10473.8665 | 275.6281
1013(2) | FABRICATED METAL ROOFING ACCESSORY (GUTTER) | 13 | M. | Determine the total length of Gutter | 247.88 | 24.79 | 2941.34 | 160.7005 | 321.401 | 0 | 3696.1115 | 284.3163
1014 | PREPAINTED METAL SHEETS (CORRUGATE, SHORT SPAN/LONG SPAN) | 0 | SQ.M. | Determine the roof area to be covered by prepainted corrugated roof sheet | 0 | 0 | 0 | 0 | 0 | 0 | 0 | #DIV/0!
1014 | PREPAINTED METAL SHEETS (RIB TYPE 0.4-0.5MM THICK) | 140 | SQ.M. | Determine the roof area to be covered by prepainted rib-type roof sheet | 13903.94 | 1390.39 | 53354 | 3432.4165 | 6864.833 | 0 | 78945.5795 | 563.897
1016(1)a | WATERPROOFING CEMENT BASE | 66 | SQ.M. | Determine the area for waterproofing | 7920 | 792 | 3499.47 | 610.5735 | 1221.147 | 0 | 14043.1905 | 212.7756
1018 | UNGLAZED TILES/ GRANITE TILES/ SYNTHETIC GRANITE TILES | 80 | SQ.M. | Determine the area for tiles | 29743.59 | 2974.359 | 70502 | 5160.9974 | 10321.9949 | 0 | 118702.9413 | 1483.7868
1003(1) | FIBER CEMENT BOARD/MARINE PLYWOOD/ORDINARY PLYWOOD ON METAL FRAME CEILING | 130 | SQ.M. | Determine the area for Ceiling | 28761.06 | 2876.106 | 125787.57 | 7871.2368 | 15742.4736 | 0 | 181038.4464 | 1392.6034
1010(2)a | HOLLOW CORE FLUSH DOOR | 5.04 | SQ.M. | Determine and input the total area of flush type door | 3543.75 | 354.38 | 11550 | 772.4065 | 1544.813 | 0 | 17765.3495 | 3524.8709
1010(2) | WOODEN PANEL DOOR WITH HEAVY DUTY DOOR KNOB | 2.1 | SQ.M. | Determine the total area of Wooden Panel Door | 1604.17 | 160.42 | 6600 | 418.2295 | 836.459 | 0 | 9619.2785 | 4580.6088
1043(1) | PVC DOORS AND FRAMES W/ HEAVY DUTY DOOR KNOB | 1.26 | SQ.M. | Determine the total area of PVC Door | 900 | 90 | 2625 | 180.75 | 361.5 | 0 | 4157.25 | 3299.4048
1032(1)a | PAINTING WORKS (MASONRY PAINTING) | 540 | SQ.M. | Determine the area of concrete surface for painting | 77142.86 | 0 | 78160.1 | 7765.148 | 15530.296 | 0 | 178598.404 | 330.7378
1032(1)c | PAINTING WORKS (METAL PAINTING) | 45 | SQ.M. | Determine the area of metal surface for painting | 6750 | 0 | 22411.13 | 1458.0565 | 2916.113 | 0 | 33535.2995 | 745.2289
SPL - ? | SUPPLY AND INSTALLATION OF ANALOK TYPE SLIDING WINDOW | 11.34 | SQ.M. | Determine the total area of sliding window | 0 | 0 | 45360 | 2268 | 4536 | 0 | 52164 | 4600
SPL - ? | (INPUT ITEM DESCRIPTION) | 1 | L.S. | If you need additional item that is not found in this spreadsheet, you may use this and go to "Other Item" Tab to create item of work | 0 | 0 | 0 | 0 | 0 | 0 | 0 | 0
PLUMBING WORKS
1001(1)a | 50MM DIA - 100MM DIA SANITARY PVC PIPE, SERIES 600/1000 | 12 | M. | Determine the number and length of Sanitary Pipes by Sizes and indicate in in the estimate DUPA tab | 1100 | 110 | 1980 | 159.5 | 319 | 0 | 3668.5 | 305.7083
1002(6) | WATERLINE PIPES & FITTINGS | 1 | L.S. | It is suggested that the unit for this item is always 1.00 Lump Sum. The estimator shall go to its DUPA tab and indicate the necessary materials, tools and manpower | 2200 | 220 | 2780 | 260 | 520 | 0 | 5980 | 5980
1002(5) | WATER CLOSET/ URINAL W/ COMPLETE ACCESSORIES | 1 | SET | Input the total quantity of the water closet plus urinal. Also, go to the DUPA and input in the necessary materials. | 450 | 45 | 6600 | 354.75 | 709.5 | 0 | 8159.25 | 8159.25
1002(5) | KITCHEN SINK/ SCRUB/ SLOP SINK W/ COMPLETE ACCESSORIES | 1 | SET | Input the total quantity of the Sinks. Also, go to the DUPA and input in the necessary materials. | 450 | 45 | 4950 | 272.25 | 544.5 | 0 | 6261.75 | 6261.75
1002(5) | WALL HANG/COUNTERTOP/ UNDER COUNTER LAVATORY W/ COMPLETE ACCESSORIES | 1 | SET | Input the total quantity of the Countertops/Lavatory. Also, go to the DUPA and input in the necessary materials. | 450 | 45 | 3850 | 217.25 | 434.5 | 0 | 4996.75 | 4996.75
1002(5) | FLOOR DRAIN PLATES (ANY SIZE) | 2 | SET | Input the total number of floor drain. Go to DUPA and update or input the necessary materials | 180 | 18 | 770 | 48.4 | 96.8 | 0 | 1113.2 | 556.6
1002(5) | SOAP HOLDER /TOILET SOAP/LIQUID SOAP/TISSUE HOLDER | 1 | SET | Input the total number of Toilet & Soap Holder. Go to DUPA and update or input the necessary materials | 168.75 | 16.875 | 385 | 28.5312 | 57.0625 | 0 | 656.2188 | 656.2188
1002(5)p | FACIAL MIRROR | 0.5 | SQ.M. | Input the area of the mirrior. Update the DUPA by inputting the necessary materials | 281.25 | 28.125 | 495 | 40.2188 | 80.4375 | 0 | 925.0312 | 1850.0625
SPL- ? | (INPUT OTHER PLUMBING WORK ITEM THAT IS NOT FOUND IN THIS SPREADSHEET) | 1 | L.S. | Go to DUPA Tab and input the necessary materials, manpower and equipment requirements. | 0 | 0 | 0 | 0 | 0 | 0 | 0 | 0
ELECTRICAL WORKS
1002(5) | 15MM-25MM DIA. FLEXIBLE CONDUIT | 200 | M. | Input the total length of the conduit and update the materials requirement in the DUPA Tab | 12733.45 | 1273.345 | 3300 | 865.3398 | 1730.6795 | 0 | 19902.8143 | 99.5141
1100 | JUNCTION UTILITY/PULL / SQUARE BOX | 33 | PC. | Inpu the total number of utility box, junction box. Go to DUPA Tab and update the necessary materials | 2970 | 297 | 1633.5 | 245.025 | 490.05 | 0 | 5635.575 | 170.775
1101(2) | 1.6MM2 - 5.5MM2 ELECTRIC WIRE (TW/THHN/TWHN2) | 600 | M. | Input the total length of Electrical Wire. Go to DUPA Tab and breakdown the materials accroding to wire size | 5400 | 540 | 19140 | 1254 | 2508 | 0 | 28842 | 48.07
1101 | SINGLE CONVINENCE OUTLET/ RECEPTACLE, GROUNDING TYPE/HEAVY DUTY CONVENIENCE OUTLET | 13 | SET | Input the total number of Single Convenience Outlet | 731.25 | 0 | 2574 | 165.2625 | 330.525 | 0 | 3801.0375 | 292.3875
1101 | DUPLEX CONVINENCE OUTLET/ RECEPTACLE, GROUNDING TYPE/HEAVY DUTY CONVENIENCE OUTLET | 10 | SET | Input the total number of Double Convenience Outlet | 675 | 0 | 2530 | 160.25 | 320.5 | 0 | 3685.75 | 368.575
1102 | PANEL BOARD WITH MAIN BREAKER/BRANCHES, 3 WIRES, 1 NEUTRAL, 50AMP-200AMP | 1 | SET | Input the number of set. Go to DUPA tab and update the materials component and indicate the needed Circuit Breakers. | 1512.5 | 0 | 6656 | 408.425 | 816.85 | 0 | 9393.775 | 9393.775
1103(2) | FLOURESCENT LIGHTING FIXTURE WITH BALLAST/ LIGHT EMITTING DIODE (LED) BULB, 1 BULB | 40 | SET | Count and input the number of Bulbs. Go to DUPA tab to update the materials requirements | 9000 | 900 | 7920 | 891 | 1782 | 0 | 20493 | 512.325
SPL- ? | (INPUT OTHER ELECTRICAL WORK ITEM THAT IS NOT FOUND IN THIS SPREADSHEET) | 1 | L.S. | Go to DUPA Tab and input the necessary materials, manpower and equipment requirements. | 0 | 0 | 0 | 0 | 0 | 0 | 0
[5 empty] | 326378.63 | 90046.88 | 1009322.48 | 71287.3995 | 142574.799 | 0 | 1639610.1885
| MARK-UPS |  |  |  | Manpower /Labor | Equipment/ Tools | Materials | OCM | Profit | VAT | Total Cost
| OCM | 5%
| PROFIT | 10%
| VALUE ADDED TAX (VAT) | 0%

## BOE
(PUT YOUR HEADER/LOGO)
PROJECT TITLE: |  |  |  | PROPOSED ONE STOREY TWO BED ROOM RESIDENTIAL BUILDING
Project Location: |  |  |  | ZAMBOANGA CITY
BREAKDOWN OF EXPENDITURES |  |  |  |  | % OF TOTAL | AMOUNT | PERCENTAGE
DIRECT COST:
|  | Materials |  |  | 61.56% | 1009322.48 | 70.79% | MATERIALS
|  | Labor/Manpower |  |  | 19.91% | 326378.63 | 22.89% | LABOR
|  | Equipment/Tools Expenses |  |  | 5.492% | 90046.88 | 6.316% | EQUIPMENT
S U B - T O T A L (DIRECT COST) |  |  |  |  | 0.86957 | 1425747.99 |  |  | 34376992.18 | xxx p-1 | 34376992.18
INDIRECT COST:
|  | Overhead, Contingency & Misc. |  |  | 4.348% | 71287.3995
|  | Contractor's Profit |  |  | 8.696% | 142574.799
|  | Value Added Tax |  |  | 0% | 0
S U B - T O T A L (INDIRECT COST)
TOTAL PROJECT COST |  |  |  |  | 100% | 1639610.1885 |  |  | 27089626
Prepared by:
Licensed Engineer/Registered Master Plumber/Master Electrician
NOTE:
1. FOR QUERIES REGARDING THIS, YOU MAY COMMUNICATE WITH THE AUTHOR AT em.bautistajr@yahoo.com OR ON HIS YOUTUBE CHANNEL
2. THIS ESTIMATE FORMAT IN DETAILED UNIT PRICE ANALYSIS IS A PERSONAL PROPERTY OF ENGR. EDITO M. BAUTISTA, JR. CE, EnP, RMP, RME
3. IF YOU USE THIS IN A STUDY OR RESEARCH, PLEASE ACKNOWLEDGE THE AUTHOR.
4. DISCLAIMER: THE AUTHOR OF THIS SPREADSHEET IS DENYING ANY AND ALL LIABILITY FOR ANY DAMAGES ARISING OUT FROM USING THIS SPREADSHEET.
5. THE BASIS FOR THE DERIVATION OF THIS SPREADSHEET IS THE DPWH DEPARTMENT ORDER NO. 137 SERIES OF 2017, COST ESTIMATION MANUAL FOR LOW RISE BUILDING (UPTO 5 STOREY BUILDING)
6. THE USER MAY CHANGE THE MANPOWER RATES, EQUIPMENT RATES, MATERIALS PRICES AND THE MARK-UPS (OCM, PROFIT & TAX)

## ABC
(PUT YOUR HEADER/LOGO)
| PROJECT TITLE: |  | PROPOSED ONE STOREY TWO BED ROOM RESIDENTIAL BUILDING
| Project Location: |  | ZAMBOANGA CITY
| DESCRIPTION |  | QUANTITY | UNIT |  | MARK-UPS |  | TOTAL MARK-UP |  | VAT |  | TOTAL COST
ITEM |  |  |  |  | ESTIMATED | IN PERCENT |  |  |  |  | TOTAL |  | UNIT
NO. |  |  |  |  | DIRECT COST | OCM | PROFIT | % | VALUE |  | INDIRECT COST |  | COST
-1 | -2 |  | -3 | -4 | -5 | -6 | -7 | -8 | -9 | -10 | -11 | -12 | -13
|  |  | -9: (5)X(8); -10: (5)+(9)); -11: (9)+(10); -12: (5)+(11) | (12)/(3)
CIVIL WORKS
800(1) | CLEARING AND GRUBBING |  | 200 | SQ.M. | 22155.2 | 5% | 10% | 15% | 3323.28 | 0 | 3323.28 | 25478.48 | 127.3924 | 0
800(3)a | INDIVIDUAL REMOVAL OF TREES (UPTO 300MM DIAMETER) |  | 2 | EACH | 4458.94 | 5% | 10% | 15% | 668.841 | 0 | 668.841 | 5127.781 | 2563.8905 | 0
803(1)a | STRUCTURE EXCAVATION (COMMON SOIL) |  | 23 | CU.M. | 5193.4 | 5% | 10% | 15% | 779.01 | 0 | 779.01 | 5972.41 | 259.67 | 0
803(1)a | STRUCTURE EXCAVATION (SOFT ROCK) |  | 0 | CU.M. | 0 | 5% | 10% | 15% | 0 | 0 | 0 | 0 | #DIV/0! | 0
804(4) | GRAVEL BEDDING |  | 3 | CU.M. | 5502.5 | 5% | 10% | 15% | 825.375 | 0 | 825.375 | 6327.875 | 2109.2917 | 0
902(1) | REINFORCING STEEL OF REINFORCED CONCRETE STRUCTURES FOR ONE-STOREY, GRADE 40/60 |  | 1200 | KGS. | 107711.97 | 5% | 10% | 15% | 16156.7955 | 0 | 16156.7955 | 123868.7655 | 103.224 | 0
902(1) | REINFORCING STEEL OF REINFORCED CONCRETE STRUCTURES FOR TWO UPTO FIVE STOREY |  | 0 | KGS. | 0 | 5% | 10% | 15% | 0 | 0 | 0 | 0 | #DIV/0! | 0
900(1)c2 | STRUCTURAL CONCRETE FOR FOOTING AND SLAB ON FILL (CLASS A, 28 DAYS) |  | 12.4 | CU.M. | 76244.56 | 5% | 10% | 15% | 11436.684 | 0 | 11436.684 | 87681.244 | 7071.0681 | 0
900(1) | STRUCTURAL CONCRETE FOR FOOTING TIE BEAM, COLUMN, SUSPENDED SLAB, GIRDER/BEAM (CLASS A, 28 DAYS) |  | 23.6 | CU.M. | 150481.03 | 5% | 10% | 15% | 22572.1545 | 0 | 22572.1545 | 173053.1845 | 7332.7621 | 0
903(2) | FORMWORKS AND FALSEWORKS (FOR ONE-STOREY BUILDING) |  | 49 | SQ.M. | 39861.41 | 5% | 10% | 15% | 5979.2115 | 0 | 5979.2115 | 45840.6215 | 935.5229 | 0
1046 | 100MM CHB NON LOAD BEARING/LOAD BEARING (INCLUDING REINFORCING STEEL) |  | 189 | SQ.M. | 150751.13 | 5% | 10% | 15% | 22612.6695 | 0 | 22612.6695 | 173363.7995 | 917.2688 | 0
1046 | 150mm. CHB NON LOAD BEARING (including Reinforcing Steel) |  | 36 | SQ.M. | 40588.3 | 5% | 10% | 15% | 6088.245 | 0 | 6088.245 | 46676.545 | 1296.5707 | 0
1027(1) | CEMENT PLASTER FINISH WITH 19MM THICK & 1:3 MORTAR MIXTURE |  | 420 | SQ.M. | 86319.95 | 5% | 10% | 15% | 12947.9925 | 0 | 12947.9925 | 99267.9425 | 236.3522 | 0
1047(2)b | STRUCTURAL STEEL ROOF TRUSS |  | 0 | KGS. | 0 | 5% | 10% | 15% | 0 | 0 | 0 | 0 | #DIV/0! | 0
1047(2)c | STRUCTURAL STEEL PURLINS |  | 200 | KGS. | 17997.54 | 5% | 10% | 15% | 2699.631 | 0 | 2699.631 | 20697.171 | 103.4859 | 0
1013(1) | CORRUGATED METAL ROOFING |  | 0 | SQ.M. | 0 | 5% | 10% | 15% | 0 | 0 | 0 | 0 | #DIV/0! | 0
1013(2) | FABRICATED METAL ROOFING ACCESSORY (RIDGE/HIP ROLLS/FLASHING/COUNTER FLASHING/ VALLEY ROLL) |  | 38 | M. | 9107.71 | 5% | 10% | 15% | 1366.1565 | 0 | 1366.1565 | 10473.8665 | 275.6281 | 0
1013(2) | FABRICATED METAL ROOFING ACCESSORY (GUTTER) |  | 13 | M. | 3214.01 | 5% | 10% | 15% | 482.1015 | 0 | 482.1015 | 3696.1115 | 284.3163 | 0
1014 | PREPAINTED METAL SHEETS (CORRUGATE, SHORT SPAN/LONG SPAN) |  | 0 | SQ.M. | 0 | 5% | 10% | 15% | 0 | 0 | 0 | 0 | #DIV/0! | 0
1014 | PREPAINTED METAL SHEETS (RIB TYPE 0.4-0.5MM THICK) |  | 140 | SQ.M. | 68648.33 | 5% | 10% | 15% | 10297.2495 | 0 | 10297.2495 | 78945.5795 | 563.897 | 0
1016(1)a | WATERPROOFING CEMENT BASE |  | 66 | SQ.M. | 12211.47 | 5% | 10% | 15% | 1831.7205 | 0 | 1831.7205 | 14043.1905 | 212.7756 | 0
1018 | UNGLAZED TILES/ GRANITE TILES/ SYNTHETIC GRANITE TILES |  | 80 | SQ.M. | 103219.949 | 5% | 10% | 15% | 15482.9924 | 0 | 15482.9924 | 118702.9413 | 1483.7868 | 0
1003(1) | FIBER CEMENT BOARD/MARINE PLYWOOD/ORDINARY PLYWOOD ON METAL FRAME CEILING |  | 130 | SQ.M. | 157424.736 | 5% | 10% | 15% | 23613.7104 | 0 | 23613.7104 | 181038.4464 | 1392.6034 | 0
1010(2)a | HOLLOW CORE FLUSH DOOR |  | 5.04 | SQ.M. | 15448.13 | 5% | 10% | 15% | 2317.2195 | 0 | 2317.2195 | 17765.3495 | 3524.8709 | 0
1010(2) | WOODEN PANEL DOOR WITH HEAVY DUTY DOOR KNOB |  | 2.1 | SQ.M. | 8364.59 | 5% | 10% | 15% | 1254.6885 | 0 | 1254.6885 | 9619.2785 | 4580.6088 | 0
1043(1) | PVC DOORS AND FRAMES W/ HEAVY DUTY DOOR KNOB |  | 1.26 | SQ.M. | 3615 | 5% | 10% | 15% | 542.25 | 0 | 542.25 | 4157.25 | 3299.4048 | 0
1032(1)a | PAINTING WORKS (MASONRY PAINTING) |  | 540 | SQ.M. | 155302.96 | 5% | 10% | 15% | 23295.444 | 0 | 23295.444 | 178598.404 | 330.7378 | 0
1032(1)c | PAINTING WORKS (METAL PAINTING) |  | 45 | SQ.M. | 29161.13 | 5% | 10% | 15% | 4374.1695 | 0 | 4374.1695 | 33535.2995 | 745.2289 | 0
SPL - ? | SUPPLY AND INSTALLATION OF ANALOK TYPE SLIDING WINDOW |  | 11.34 | SQ.M. | 45360 | 5% | 10% | 15% | 6804 | 0 | 6804 | 52164 | 4600 | 0
SPL - ? | (INPUT ITEM DESCRIPTION) |  | 1 | L.S. | 0 | 5% | 10% | 15% | 0 | 0 | 0 | 0 | 0 | 0
PLUMBING WORKS | [13 empty] | 0
1001(1)a | 50MM DIA - 100MM DIA SANITARY PVC PIPE, SERIES 600/1000 |  | 12 | M. | 3190 | 5% | 10% | 15% | 478.5 | 0 | 478.5 | 3668.5 | 305.7083 | 0
1002(6) | WATERLINE PIPES & FITTINGS |  | 1 | L.S. | 5200 | 5% | 10% | 15% | 780 | 0 | 780 | 5980 | 5980 | 0
1002(5) | WATER CLOSET/ URINAL W/ COMPLETE ACCESSORIES |  | 1 | SET | 7095 | 5% | 10% | 15% | 1064.25 | 0 | 1064.25 | 8159.25 | 8159.25 | 0
1002(5) | KITCHEN SINK/ SCRUB/ SLOP SINK W/ COMPLETE ACCESSORIES |  | 1 | SET | 5445 | 5% | 10% | 15% | 816.75 | 0 | 816.75 | 6261.75 | 6261.75 | 0
1002(5) | WALL HANG/COUNTERTOP/ UNDER COUNTER LAVATORY W/ COMPLETE ACCESSORIES |  | 1 | SET | 4345 | 5% | 10% | 15% | 651.75 | 0 | 651.75 | 4996.75 | 4996.75 | 0
1002(5) | FLOOR DRAIN PLATES (ANY SIZE) |  | 2 | SET | 968 | 5% | 10% | 15% | 145.2 | 0 | 145.2 | 1113.2 | 556.6 | 0
1002(5) | SOAP HOLDER /TOILET SOAP/LIQUID SOAP/TISSUE HOLDER |  | 1 | SET | 570.625 | 5% | 10% | 15% | 85.5938 | 0 | 85.5938 | 656.2188 | 656.2188 | 0
1002(5)p | FACIAL MIRROR |  | 0.5 | SQ.M. | 804.375 | 5% | 10% | 15% | 120.6563 | 0 | 120.6563 | 925.0312 | 1850.0625 | 0
SPL- ? | (INPUT OTHER PLUMBING WORK ITEM THAT IS NOT FOUND IN THIS SPREADSHEET) |  | 1 | L.S. | 0 | 5% | 10% | 15% | 0 | 0 | 0 | 0 | 0 | 0
ELECTRICAL WORKS | [13 empty] | 0
1002(5) | 15MM-25MM DIA. FLEXIBLE CONDUIT |  | 200 | M. | 17306.795 | 5% | 10% | 15% | 2596.0193 | 0 | 2596.0193 | 19902.8143 | 99.5141 | 0
1100 | JUNCTION UTILITY/PULL / SQUARE BOX |  | 33 | PC. | 4900.5 | 5% | 10% | 15% | 735.075 | 0 | 735.075 | 5635.575 | 170.775 | 0
1101(2) | 1.6MM2 - 5.5MM2 ELECTRIC WIRE (TW/THHN/TWHN2) |  | 600 | M. | 25080 | 5% | 10% | 15% | 3762 | 0 | 3762 | 28842 | 48.07 | 0
1101 | SINGLE CONVINENCE OUTLET/ RECEPTACLE, GROUNDING TYPE/HEAVY DUTY CONVENIENCE OUTLET |  | 13 | SET | 3305.25 | 5% | 10% | 15% | 495.7875 | 0 | 495.7875 | 3801.0375 | 292.3875 | 0
1101 | DUPLEX CONVINENCE OUTLET/ RECEPTACLE, GROUNDING TYPE/HEAVY DUTY CONVENIENCE OUTLET |  | 10 | SET | 3205 | 5% | 10% | 15% | 480.75 | 0 | 480.75 | 3685.75 | 368.575 | 0
1102 | PANEL BOARD WITH MAIN BREAKER/BRANCHES, 3 WIRES, 1 NEUTRAL, 50AMP-200AMP |  | 1 | SET | 8168.5 | 5% | 10% | 15% | 1225.275 | 0 | 1225.275 | 9393.775 | 9393.775 | 0
1103(2) | FLOURESCENT LIGHTING FIXTURE WITH BALLAST/ LIGHT EMITTING DIODE (LED) BULB, 1 BULB |  | 40 | SET | 17820 | 5% | 10% | 15% | 2673 | 0 | 2673 | 20493 | 512.325 | 0
SPL- ? | (INPUT OTHER ELECTRICAL WORK ITEM THAT IS NOT FOUND IN THIS SPREADSHEET) |  | 1 | L.S. | 0 | 5% | 10% | 15% | 0 | 0 | 0 | 0 | 0 | 0
1639610.1885
Prepared by:
Licensed Engineer/Registered Master Plumber/Master Electrician

## 800(1) Clearing & Grab
DETAILED UNIT PRICE ANALYSIS
| PROJECT NAME: |  |  | PROPOSED ONE STOREY TWO BED ROOM RESIDENTIAL BUILDING
ITEM NO. | Item No./Description: |  |  | 800(1) | CLEARING AND GRUBBING
UNIT | Unit of Measurement: |  |  | SQ.M.
| Output per day: |  |  | 500 | SQ.M./DAY
QTY | Quantity: |  |  | 200 | SQ.M.
| Designation | [6 empty] | No. Person | No. of Days | Daily Rate |  | Amount
| A. | Labor
DURATION |  | a. | Construction Foreman/Engineering Assistant |  |  |  |  | 1 | 0.4 | 700 |  | 280
|  | b. | Laborer |  |  |  |  | 2 | 0.4 | 400 |  | 320
Number of Teams:
LABOR |  | Sub-Total for A | [8 empty] | P | 600 | 1
| Name and Capacity | [6 empty] | No. of Units | No. of Days | Daily Rate |  | Amount
| B. | Equipment
|  | a. | Dump Truck |  |  |  |  | 2 | 0.4 | 10816 |  | 8652.8
|  | b. | Payloader |  |  |  |  | 1 | 0.4 | 13864 |  | 5545.6
|  | c. | Bulldozer |  |  |  |  | 1 | 0.4 | 18392 |  | 7356.8
EQUIPMENT |  | Sub-Total for B | [8 empty] | P | 21555.2
| C. | Total (A+B) | [9 empty] | 22155.2
| D. | Output per day |  |  | = | 500 | SQ.M./DAY | [6 empty] | 2Ø 45° bend | 2Øx2Ø tee | 4Øx4Ø coupling
| Name and Specifications | [6 empty] | Quantity | Unit | Unit Cost |  | Amount
| E. | Materials | [12 empty] | 2
|  | N/A | [13 empty] | 4
[14 empty] | 0 | 2 | 4
MATERIAL |  | Sub-Total for E | [8 empty] | P
| F. | Direct Cost (C+E) | [9 empty] | 22155.2
| G. | Overhead, Contingencies & Miscellaneous | [6 empty] | 5% |  |  | 1107.76
| H. | Contractor's Profit (CP) | [6 empty] | 10% |  |  | 2215.52
| I. | Value Added Tax (VAT) | [6 empty] | 0% |  |  | 0
CHECKING | J. | Total Cost | [9 empty] | 25478.48
ADJUSTED CHECKING | k. | Total Unit Cost | [9 empty] | 127.3924

## 800(3)a Ind Remov of Trees
DETAILED UNIT PRICE ANALYSIS
| PROJECT NAME: |  |  | PROPOSED ONE STOREY TWO BED ROOM RESIDENTIAL BUILDING
ITEM NO. | Item No./Description: |  |  | 800(3)a | INDIVIDUAL REMOVAL OF TREES (UPTO 300MM DIAMETER)
UNIT | Unit of Measurement: |  |  | EACH
| Output per day: |  |  | 8 | EACH/DAY
QTY | Quantity: |  |  | 2 | EACH
| Designation | [6 empty] | No. Person | No. of Days | Daily Rate |  | Amount
| A. | Labor
DURATION |  | a. | Construction Foreman/Engineering Assistant |  |  |  |  | 1 | 0.25 | 800 |  | 200
|  | b. | Skilled Laborer |  |  |  |  | 1 | 0.25 | 600 |  | 150
|  | c. | Laborer |  |  |  |  | 2 | 0.25 | 400 |  | 200
Number of Teams:
LABOR |  | Sub-Total for A | [8 empty] | P | 550 | 1
| Name and Capacity | [6 empty] | No. of Units | No. of Days | Daily Rate |  | Amount
| B. | Equipment
|  | a. | Backhoe |  |  |  |  | 1 | 0.5 | 16599 |  | 8299.5
|  | b. | Dump Truck |  |  |  |  | 1 | 0.34 | 10816 |  | 3677.44
|  | c. | Chainsaw |  |  |  |  | 1 | 0.34 | 600 |  | 204
|  | Minor Tools (5% of Labor Cost) | [5 empty] | 1 |  |  |  | 27.5
EQUIPMENT |  | Sub-Total for B | [8 empty] | P | 3908.94
| C. | Total (A+B) | [9 empty] | 4458.94
| D. | Output per day |  |  | = | 8 | EACH/DAY | [6 empty] | 2Ø 45° bend | 2Øx2Ø tee | 4Øx4Ø coupling
| Name and Specifications | [6 empty] | Quantity | Unit | Unit Cost |  | Amount
| E. | Materials | [12 empty] | 2
|  | N/A | [13 empty] | 4
[14 empty] | 0 | 2 | 4
MATERIAL |  | Sub-Total for E | [8 empty] | P
| F. | Direct Cost (C+E) | [9 empty] | 4458.94
| G. | Overhead, Contingencies & Miscellaneous | [6 empty] | 5% |  |  | 222.947
| H. | Contractor's Profit (CP) | [6 empty] | 10% |  |  | 445.894
| I. | Value Added Tax (VAT) | [6 empty] | 0% |  |  | 0
CHECKING | J. | Total Cost | [9 empty] | 5127.781
ADJUSTED CHECKING | k. | Total Unit Cost | [9 empty] | 2563.8905

## 803(1)a-Struc Exca Common Soil
DETAILED UNIT PRICE ANALYSIS
| PROJECT NAME: |  |  | PROPOSED ONE STOREY TWO BED ROOM RESIDENTIAL BUILDING
ITEM NO. | Item No./Description: |  |  | 803(1)a | STRUCTURE EXCAVATION (COMMON SOIL) | [7 empty] | NO. OF TEAM: | 1
UNIT | Unit of Measurement: |  |  | CU.M.
| Output per day: |  |  | 160 | CU.M./DAY
QTY | Quantity: |  |  | 23 | CU.M.
| Designation | [6 empty] | No. Person | No. of Days | Daily Rate |  | Amount
| A. | Labor
DURATION |  | a. | Construction Foreman/Engineering Assistant |  |  |  |  | 1 | 0.14375 | 800 |  | 115
|  | b. | Laborer |  |  |  |  | 3 | 0.14375 | 400 |  | 172.5
LABOR |  | Sub-Total for A | [8 empty] | P | 287.5
| Name and Capacity | [6 empty] | No. of Units | No. of Days | Daily Rate |  | Amount
| B. | Equipment
|  | a. | Dump Truck |  |  |  |  | 2 | 0.14375 | 10816 |  | 3109.6
|  | b. | Backhoe |  |  |  |  | 1 | 0.14375 | 12296 |  | 1767.55
|  |  | Minor Tools (10%) | [8 empty] | 28.75
EQUIPMENT |  | Sub-Total for B | [8 empty] | P | 4905.9
| C. | Total (A+B) | [9 empty] | 5193.4
| D. | Output per day |  |  | = | 160 | CU.M./DAY
| Name and Specifications | [6 empty] | Quantity | Unit | Unit Cost |  | Amount
| E. | Materials
N.A.
MATERIAL |  | Sub-Total for E | [8 empty] | P
| F. | Direct Cost (C+E) | [9 empty] | 5193.4
| G. | Overhead, Contingencies & Miscellaneous | [6 empty] | 5% |  |  | 259.67
| H. | Contractor's Profit (CP) | [6 empty] | 10% |  |  | 519.34
| I. | Value Added Tax (VAT) | [6 empty] | 0% |  |  | 0
CHECKING | J. | Total Cost | [9 empty] | 5972.41
ADJUSTED CHECKING | k. | Total Unit Cost | [9 empty] | 259.67

## 803(1)a-Struc Exca Soft Rock
DETAILED UNIT PRICE ANALYSIS
| PROJECT NAME: |  |  | PROPOSED ONE STOREY TWO BED ROOM RESIDENTIAL BUILDING
ITEM NO. | Item No./Description: |  |  | 803(1)a | STRUCTURE EXCAVATION (SOFT ROCK) | [7 empty] | NO. OF TEAM: | 1
UNIT | Unit of Measurement: |  |  | CU.M.
| Output per day: |  |  | 112 | CU.M./DAY
QTY | Quantity: |  |  | 0 | CU.M.
| Designation | [6 empty] | No. Person | No. of Days | Daily Rate |  | Amount
| A. | Labor
DURATION |  | a. | Construction Foreman/Engineering Assistant |  |  |  |  | 1 | 0 | 800 |  | 0
|  | b. | Laborer |  |  |  |  | 3 | 0 | 400 |  | 0
LABOR |  | Sub-Total for A | [8 empty] | P | 0
| Name and Capacity | [6 empty] | No. of Units | No. of Days | Daily Rate |  | Amount
| B. | Equipment
|  | a. | Dump Truck |  |  |  |  | 2 | 0 | 10816 |  | 0
|  | b. | Backhoe |  |  |  |  | 1 | 0 | 12296 |  | 0
|  | c. | Backhoe with Breaker |  |  |  |  | 1 | 0 | 16599.6 |  | 0
|  |  | Minor Tools (10%) | [8 empty] | 0
EQUIPMENT |  | Sub-Total for B | [8 empty] | P | 0
| C. | Total (A+B) | [9 empty] | 0
| D. | Output per day |  |  | = | 112 | CU.M./DAY
| Name and Specifications | [6 empty] | Quantity | Unit | Unit Cost |  | Amount
| E. | Materials
N.A.
MATERIAL |  | Sub-Total for E | [8 empty] | P
| F. | Direct Cost (C+E) | [9 empty] | 0
| G. | Overhead, Contingencies & Miscellaneous | [6 empty] | 5% |  |  | 0
| H. | Contractor's Profit (CP) | [6 empty] | 10% |  |  | 0
| I. | Value Added Tax (VAT) | [6 empty] | 0% |  |  | 0
CHECKING | J. | Total Cost | [9 empty] | 0
ADJUSTED CHECKING | k. | Total Unit Cost | [9 empty] | #DIV/0!

## 804(4) Gravel Bedding
DETAILED UNIT PRICE ANALYSIS
| PROJECT NAME: |  |  | PROPOSED ONE STOREY TWO BED ROOM RESIDENTIAL BUILDING
ITEM NO. | Item No./Description: |  |  | 804(4) | GRAVEL BEDDING | [7 empty] | NO. OF TEAM: | 1
UNIT | Unit of Measurement: |  |  | CU.M.
| Output per day: |  |  | 9.6 | CU.M./DAY
QTY | Quantity: |  |  | 3 | CU.M.
| Designation | [6 empty] | No. Person | No. of Days | Daily Rate |  | Amount
| A. | Labor
DURATION |  | a. | Construction Foreman/Engineering Assistant |  |  |  |  | 1 | 0.3125 | 800 |  | 250
|  | b. | Laborer |  |  |  |  | 3 | 0.3125 | 400 |  | 375
LABOR |  | Sub-Total for A | [8 empty] | P | 625
| Name and Capacity | [6 empty] | No. of Units | No. of Days | Daily Rate |  | Amount
| B. | Equipment
|  | a. | Plate Compactor |  |  |  |  | 2 | 0.3125 | 984 |  | 615
|  |  | Minor Tools (10%) | [8 empty] | 62.5
EQUIPMENT |  | Sub-Total for B | [8 empty] | P | 677.5
| C. | Total (A+B) | [9 empty] | 1302.5
| D. | Output per day |  |  | = | 9.6 | CU.M./DAY
| Name and Specifications | [6 empty] | Quantity | Unit | Unit Cost |  | Amount
| E. | Materials
|  | a. | Gravel Bedding |  |  |  |  | 3 | cu.m. | 1400 |  | 4200
MATERIAL |  | Sub-Total for E | [8 empty] | P | 4200
| F. | Direct Cost (C+E) | [9 empty] | 5502.5
| G. | Overhead, Contingencies & Miscellaneous | [6 empty] | 5% |  |  | 275.125
| H. | Contractor's Profit (CP) | [6 empty] | 10% |  |  | 550.25
| I. | Value Added Tax (VAT) | [6 empty] | 0% |  |  | 0
CHECKING | J. | Total Cost | [9 empty] | 6327.875
ADJUSTED CHECKING | k. | Total Unit Cost | [9 empty] | 2109.2917

## 902(1)-Reinforced S for 1Storey
DETAILED UNIT PRICE ANALYSIS
| PROJECT NAME: |  |  | PROPOSED ONE STOREY TWO BED ROOM RESIDENTIAL BUILDING
ITEM NO. | Item No./Description: |  |  | 902(1) |  | REINFORCING STEEL OF REINFORCED CONCRETE STRUCTURES FOR ONE-STOREY, GRADE 40/60
UNIT | Unit of Measurement: |  |  | KGS.
| Output per day: |  |  | 1147.504 |  | KGS./DAY
QTY | Quantity: |  |  | 1200 |  | KGS.
| Designation | [7 empty] | No. Person |  | No. of Days | Daily Rate |  | Amount | NO. OF TEAM
1
| A. | Labor
DURATION |  | a. | Construction Foreman/Engineering Assistant | [5 empty] | 1 |  | 1.0457 | 800 |  | 836.5984
|  | b. | Skilled Laborer | [5 empty] | 3 |  | 1.0457 | 600 |  | 1882.3464
|  | b. | Laborer | [5 empty] | 12 |  | 1.0457 | 400 |  | 5019.5903
LABOR |  | Sub-Total for A | [10 empty] | P | 7738.54
| Name and Capacity | [7 empty] | No. of Units |  | No. of Days | Daily Rate |  | Amount
| B. | Equipment
|  | a. | Bar Cutter | [5 empty] | 1 |  | 0.52287 | 1758 |  | 919.2125
|  | b. | Bar Bender | [5 empty] | 1 |  | 0.52287 | 2812 |  | 1470.3217
|  | c. | Cargo Truck/Hauling Truck | [5 empty] | 1 |  | 0.15686 | 8816 |  | 1382.8971
EQUIPMENT |  | Sub-Total for B | [10 empty] | P | 3772.43
| C. | Total (A+B) | [11 empty] | 11510.97
| D. | Output per day |  |  |  | = | 1147.504 | KGS./DAY
| Name and Specifications | [7 empty] | Quantity |  | Unit | Unit Cost |  | Amount
| E. | Materials
|  | a. | Deformed Reinforcing Steel Bar (Grade 40) | [5 empty] | 1200 |  | kgs. | 75 |  | 90000
|  | b. | #16 G.I. Tie-wire | [5 empty] | 18 |  | kgs. | 90 |  | 1620
|  |  | Consumables (5% of Materials Cost) | [10 empty] | 4581
MATERIAL |  | Sub-Total for E | [10 empty] | P | 96201
| F. | Direct Cost (C+E) | [11 empty] | 107711.97
| G. | Overhead, Contingencies & Miscellaneous | [8 empty] | 5% |  |  | 5385.5985
| H. | Contractor's Profit (CP) | [8 empty] | 10% |  |  | 10771.197
| I. | Value Added Tax (VAT) | [8 empty] | 0% |  |  | 0
CHECKING | J. | Total Cost | [11 empty] | 123868.7655
ADJUSTED CHECKING | k. | Total Unit Cost | [11 empty] | 103.224
Input here the quantity of Steel Bars:
[9 empty] | Unit Wt. | Total kgs
|  | *25mmØ x 6.00m Deformed Reinforcing Steel Bar | [5 empty] | 1 | 3.855 | 23.13
|  | *20mmØ x 6.00m Deformed Reinforcing Steel Bar | [5 empty] | 1 | 2.467 | 14.802
|  | *16mmØ x 6.00m Deformed Reinforcing Steel Bar | [5 empty] | 1 | 1.579 | 9.474
|  | *12mmØ x 6.00m Deformed Reinforcing Steel Bar | [5 empty] | 1 | 0.888 | 5.328
|  | *10mmØ x 6.00m Deformed Reinforcing Steel Bar | [5 empty] | 1 | 0.616 | 3.696
56.43

## 902(1)-Rein St for 2-5storey
DETAILED UNIT PRICE ANALYSIS
| PROJECT NAME: |  |  | PROPOSED ONE STOREY TWO BED ROOM RESIDENTIAL BUILDING
ITEM NO. | Item No./Description: |  |  | 902(1) |  | REINFORCING STEEL OF REINFORCED CONCRETE STRUCTURES FOR TWO UPTO FIVE STOREY
UNIT | Unit of Measurement: |  |  | KGS.
| Output per day: |  |  | 1032.752 |  | KGS./DAY
QTY | Quantity: |  |  | 0 |  | KGS.
| Designation | [7 empty] | No. Person |  | No. of Days | Daily Rate |  | Amount | NO. OF TEAM
1
| A. | Labor
DURATION |  | a. | Construction Foreman/Engineering Assistant | [5 empty] | 1 |  | 0 | 800 |  | 0
|  | b. | Skilled Laborer | [5 empty] | 3 |  | 0 | 600 |  | 0
|  | b. | Laborer | [5 empty] | 12 |  | 0 | 400 |  | 0
LABOR |  | Sub-Total for A | [10 empty] | P | 0
| Name and Capacity | [7 empty] | No. of Units |  | No. of Days | Daily Rate |  | Amount
| B. | Equipment
|  | a. | Bar Cutter | [5 empty] | 1 |  | 0 | 1758 |  | 0
|  | b. | Bar Bender | [5 empty] | 1 |  | 0 | 2812 |  | 0
|  | Minor Tools (10% of Labor Cost) | [11 empty] | 0
EQUIPMENT |  | Sub-Total for B | [10 empty] | P | 0
| C. | Total (A+B) | [11 empty] | 0
| D. | Output per day |  |  |  | = | 1032.752 | KGS./DAY
| Name and Specifications | [7 empty] | Quantity |  | Unit | Unit Cost |  | Amount
| E. | Materials
|  | a. | Deformed Reinforcing Steel Bar (Grade 40) | [5 empty] | 0 |  | kg. | 75 |  | 0
|  | b. | #16 G.I. Tie-wire | [5 empty] | 0 |  | kg. | 90 |  | 0
|  |  | Consumables (5% of Materials Cost) | [10 empty] | 0
MATERIAL |  | Sub-Total for E | [10 empty] | P | 0
| F. | Direct Cost (C+E) | [11 empty] | 0
| G. | Overhead, Contingencies & Miscellaneous | [8 empty] | 5% |  |  | 0
| H. | Contractor's Profit (CP) | [8 empty] | 10% |  |  | 0
| I. | Value Added Tax (VAT) | [8 empty] | 0% |  |  | 0
CHECKING | J. | Total Cost | [11 empty] | 0
ADJUSTED CHECKING | k. | Total Unit Cost | [11 empty] | #DIV/0!
Input here the quantity of Steel Bars:
[9 empty] | Unit Wt. | Total kgs
|  | *25mmØ x 6.00m Deformed Reinforcing Steel Bar | [5 empty] | 1 | 3.855 | 23.13
|  | *20mmØ x 6.00m Deformed Reinforcing Steel Bar | [5 empty] | 1 | 2.467 | 14.802
|  | *16mmØ x 6.00m Deformed Reinforcing Steel Bar | [5 empty] | 1 | 1.579 | 9.474
|  | *12mmØ x 6.00m Deformed Reinforcing Steel Bar | [5 empty] | 1 | 0.888 | 5.328
|  | *10mmØ x 6.00m Deformed Reinforcing Steel Bar | [5 empty] | 1 | 0.616 | 3.696
56.43

## 900(1)c2 Struc Con for footing
DETAILED UNIT PRICE ANALYSIS
| PROJECT NAME: |  |  | PROPOSED ONE STOREY TWO BED ROOM RESIDENTIAL BUILDING
ITEM NO. | Item No./Description: |  |  | 900(1)c2 | STRUCTURAL CONCRETE FOR FOOTING AND SLAB ON FILL (CLASS A, 28 DAYS)
UNIT | Unit of Measurement: |  |  | CU.M.
| Output per day: |  |  | 2.856 | CU.M./DAY
QTY | Quantity: |  |  | 12.4 | CU.M.
| Designation | [6 empty] | No. Person | No. of Days |  |  | Daily Rate |  | Amount | NO. OF TEAM
1
| A. | Labor
Concrete Pouring Works
DURATION |  | a. | Construction Foreman/Engineering Assistant |  |  |  |  | 1 | 4.3417 |  |  | 800 |  | 3473.3894
|  | b. | Skilled Laborer |  |  |  |  | 1 | 4.3417 |  |  | 600 |  | 2605.042
|  | c. | Laborer |  |  |  |  | 4 | 4.3417 |  |  | 400 |  | 6946.7787
LABOR |  | Sub-Total for A | [10 empty] | P | 13025.21
| Name and Capacity | [6 empty] | No. of Units | No. of Days |  |  | Daily Rate |  | Amount
| B. | Equipment
|  | a. | One Bagger Mixer |  |  |  |  | 1 | 4.3417 |  |  | 1376 |  | 5974.2297
|  | Minor Tools (10% of Labor Cost) | [11 empty] | 1302.521
EQUIPMENT |  | Sub-Total for B | [10 empty] | P | 7276.75
| C. | Total (A+B) | [11 empty] | 20301.96
| D. | Output per day |  |  | = | 2.856 | CU.M./DAY
| Name and Specifications | [6 empty] | Quantity | Unit |  |  | Unit Cost |  | Amount
| E. | Materials
|  | a. | Portland Cement |  |  |  |  | 112.84 | bags | bag | bag | 265 |  | 29902.6
|  | b. | Sand |  |  |  |  | 6.2 | cu.m. | cu.m. | cu.m. | 1400 |  | 8680
|  | c. | Gravel |  |  |  |  | 12.4 | cu.m. | cu.m. | cu.m. | 1400 |  | 17360
MATERIAL |  | Sub-Total for E | [10 empty] | P | 55942.6
| F. | Direct Cost (C+E) | [11 empty] | 76244.56
| G. | Overhead, Contingencies & Miscellaneous | [6 empty] | 5% |  |  |  |  | 3812.228
| H. | Contractor's Profit (CP) | [6 empty] | 10% |  |  |  |  | 7624.456
| I. | Value Added Tax (VAT) | [6 empty] | 0% |  |  |  |  | 0
CHECKING | J. | Total Cost | [11 empty] | 87681.244
ADJUSTED CHECKING | k. | Total Unit Cost | [11 empty] | 7071.0681
3500
170
14.7059

## 900(1)Struc Con for beam col su
DETAILED UNIT PRICE ANALYSIS
| PROJECT NAME: |  |  | PROPOSED ONE STOREY TWO BED ROOM RESIDENTIAL BUILDING
ITEM NO. | Item No./Description: |  |  | 900(1) | STRUCTURAL CONCRETE FOR FOOTING TIE BEAM, COLUMN, SUSPENDED SLAB, GIRDER/BEAM (CLASS A, 28 DAYS)
UNIT | Unit of Measurement: |  |  | CU.M.
| Output per day: |  |  | 2.16 | CU.M./DAY
QTY | Quantity: |  |  | 23.6 | CU.M.
| Designation | [6 empty] | No. Person | No. of Days |  |  | Daily Rate |  | Amount | NO. OF TEAM
1
| A. | Labor
Concrete Pouring Works
DURATION |  | a. | Construction Foreman/Engineering Assistant |  |  |  |  | 1 | 10.9259 |  |  | 800 |  | 8740.7407
|  | b. | Skilled Laborer |  |  |  |  | 1 | 10.9259 |  |  | 600 |  | 6555.5556
|  | c. | Laborer |  |  |  |  | 4 | 10.9259 |  |  | 400 |  | 17481.4815
LABOR |  | Sub-Total for A | [10 empty] | P | 32777.78
| Name and Capacity | [6 empty] | No. of Units | No. of Days |  |  | Daily Rate |  | Amount
| B. | Equipment
|  | a. | One Bagger Mixer |  |  |  |  | 1 | 10.9259 |  |  | 1376 |  | 15034.0741
|  | Minor Tools (10% of Labor Cost) | [11 empty] | 3277.778
EQUIPMENT |  | Sub-Total for B | [10 empty] | P | 18311.85
| C. | Total (A+B) | [11 empty] | 51089.63
| D. | Output per day |  |  | = | 2.16 | CU.M./DAY
| Name and Specifications | [6 empty] | Quantity | Unit |  |  | Unit Cost |  | Amount
| E. | Materials
|  | a. | Portland Cement |  |  |  |  | 214.76 | bags | bag | bag | 265 |  | 56911.4
|  | b. | Sand |  |  |  |  | 11.8 | cu.m. | cu.m. | cu.m. | 1200 |  | 14160
|  | c. | Gravel |  |  |  |  | 23.6 | cu.m. | cu.m. | cu.m. | 1200 |  | 28320
MATERIAL |  | Sub-Total for E | [10 empty] | P | 99391.4
| F. | Direct Cost (C+E) | [11 empty] | 150481.03
| G. | Overhead, Contingencies & Miscellaneous | [6 empty] | 5% |  |  |  |  | 7524.0515
| H. | Contractor's Profit (CP) | [6 empty] | 10% |  |  |  |  | 15048.103
| I. | Value Added Tax (VAT) | [6 empty] | 0% |  |  |  |  | 0
CHECKING | J. | Total Cost | [11 empty] | 173053.1845
ADJUSTED CHECKING | k. | Total Unit Cost | [11 empty] | 7332.7621
3500
170
14.7059

## 903(2) Formworks for 1-storey
DETAILED UNIT PRICE ANALYSIS
| PROJECT NAME: |  |  | PROPOSED ONE STOREY TWO BED ROOM RESIDENTIAL BUILDING
ITEM NO. | Item No./Description: |  |  | 903(2) | FORMWORKS AND FALSEWORKS (FOR ONE-STOREY BUILDING)
UNIT | Unit of Measurement: |  |  | SQ.M.
| Output per day: |  |  | 25.92 | SQ.M.DAY
QTY | Quantity: |  |  | 49 | SQ.M.
| Designation | [6 empty] | No. Person | No. of Days |  |  | Daily Rate |  | Amount | NO. OF TEAM
1
| A. | Labor
Installation:
DURATION |  | a. | Construction Foreman/Engineering Assistant |  |  |  |  | 1 | 1.8904 |  |  | 800 |  | 1512.3457
|  | b. | Skilled Laborer |  |  |  |  | 2 | 1.8904 |  |  | 600 |  | 2268.5185
|  | c. | Laborer |  |  |  |  | 4 | 1.8904 |  |  | 400 |  | 3024.6914
Stripping:
|  | a. | Construction Foreman/Engineering Assistant |  |  |  |  | 1 | 0.77508 |  |  | 800 |  | 620.0617
|  | b. | Laborer |  |  |  |  | 6 | 0.77508 |  |  | 400 |  | 1860.1852
LABOR |  | Sub-Total for A | [10 empty] | P | 9285.8
| Name and Capacity | [6 empty] | No. of Units | No. of Days |  |  | Daily Rate |  | Amount
| B. | Equipment
|  | Minor Tools (10% of Labor Cost) | [11 empty] | 928.58
EQUIPMENT |  | Sub-Total for B | [10 empty] | P | 928.58
| C. | Total (A+B) | [11 empty] | 10214.38
| D. | Output per day |  |  | = | 25.92 | SQ.M.DAY
| Name and Specifications | [6 empty] | Quantity | Unit |  |  | Unit Cost |  | Amount
| E. | Materials
|  | a. | Ordinary Plywood - 3 uses |  |  |  |  | 17.003 | pcs. | bag | bag | 890 |  | 15132.67
|  | b. | Good Lumber - 3 uses |  |  |  |  | 352.31 | bd. Ft. | cu.m. | cu.m. | 35 |  | 12330.85
|  | c. | Assorted Common Wire Nails |  |  |  |  | 10.29 | kgs. | cu.m. | cu.m. | 75 |  | 771.75
|  | d. | Consumables (5% of Materials Cost) | [10 empty] | 1411.7635
MATERIAL |  | Sub-Total for E | [10 empty] | P | 29647.03
| F. | Direct Cost (C+E) | [11 empty] | 39861.41
| G. | Overhead, Contingencies & Miscellaneous | [6 empty] | 5% |  |  |  |  | 1993.0705
| H. | Contractor's Profit (CP) | [6 empty] | 10% |  |  |  |  | 3986.141
| I. | Value Added Tax (VAT) | [6 empty] | 0% |  |  |  |  | 0
CHECKING | J. | Total Cost | [11 empty] | 45840.6215
ADJUSTED CHECKING | k. | Total Unit Cost | [11 empty] | 935.5229
3500
170
14.7059

## 1046 4"CHB
DETAILED UNIT PRICE ANALYSIS
[15 empty] | NO. OF TEAMS | 1
| PROJECT NAME: |  |  | PROPOSED ONE STOREY TWO BED ROOM RESIDENTIAL BUILDING
0
ITEM NO. | Item No./Description: |  |  | 1046 | 100MM CHB NON LOAD BEARING/LOAD BEARING (INCLUDING REINFORCING STEEL)
UNIT | Unit of Measurement: |  |  | SQ.M.
| Output per day: |  |  | 30.6 | SQ.M./DAY
QTY | Quantity: |  |  | 189 | SQ.M.
| Designation | [6 empty] | No. Person | No. of Days |  |  | Daily Rate |  | Amount
| A. | Labor
Concrete Pouring Works
DURATION |  | a. | Construction Foreman/Engineering Assistant |  |  |  |  | 1 | 6.1765 |  |  | 800 |  | 4941.1765
|  | b. | Mason |  |  |  |  | 2 | 6.1765 |  |  | 600 |  | 7411.7647
|  | c. | Laborer |  |  |  |  | 3 | 6.1765 |  |  | 400 |  | 7411.7647
LABOR |  | Sub-Total for A | [10 empty] | P | 19764.71
| Name and Capacity | [6 empty] | No. of Units | No. of Days |  |  | Daily Rate |  | Amount
| B. | Equipment
|  | a. | One Bagger Mixer |  |  |  |  | 1 | 6.1765 |  |  | 1376 |  | 8498.8235
|  |  | Minor Tools (10% of Labor Cost) | [10 empty] | 1976.471
EQUIPMENT |  | Sub-Total for B | [10 empty] | P | 10475.29
| C. | Total (A+B) | [11 empty] | 30240
| D. | Output per day |  |  | = | 30.6 | SQ.M./DAY
| Name and Specifications | [6 empty] | Quantity | Unit |  |  | Unit Cost |  | Amount
| E. | Materials
|  | a. | 100mm x 200mm x 400mm Concrete Hollow Blocks |  |  |  |  | 2457 | pcs. | pc. | pc. | 15 |  | 36855
|  | b. | Portland Cement |  |  |  |  | 99.225 | bags | bag | bag | 265 |  | 26294.625
|  | c. | Washed Sand |  |  |  |  | 7.56 | cu.m. | cu.m. | cu.m. | 1400 |  | 10584
|  | d. | Deformed Reinforcing Steel Bar (Sizes to be determined by Estimator) |  |  |  |  | 612.36 | kgs. | kg. | kg. | 75 |  | 45927
|  | e. | #16 G.I. Tie-wire |  |  |  |  | 9.45 | kgs. | kg. | kg. | 90 |  | 850.5
MATERIAL |  | Sub-Total for E | [10 empty] | P | 120511.13
| F. | Direct Cost (C+E) | [11 empty] | 150751.13
| G. | Overhead, Contingencies & Miscellaneous | [6 empty] | 5% |  |  |  |  | 7537.5565
| H. | Contractor's Profit (CP) | [6 empty] | 10% |  |  |  |  | 15075.113
| I. | Value Added Tax (VAT) | [6 empty] | 0% |  |  |  |  | 0
CHECKING | J. | Total Cost | [11 empty] | 173363.7995
ADJUSTED CHECKING | k. | Total Unit Cost | [11 empty] | 917.2688

## 1046 6" CHB
DETAILED UNIT PRICE ANALYSIS
[15 empty] | NO. OF TEAMS | 1
| PROJECT NAME: |  |  | PROPOSED ONE STOREY TWO BED ROOM RESIDENTIAL BUILDING
ITEM NO. | Item No./Description: |  |  | 1046 | 150mm. CHB NON LOAD BEARING (including Reinforcing Steel)
UNIT | Unit of Measurement: |  |  | SQ.M.
| Output per day: |  |  | 25.44 | SQ.M./DAY
QTY | Quantity: |  |  | 36 | SQ.M.
| Designation | [6 empty] | No. Person | No. of Days |  |  | Daily Rate |  | Amount
| A. | Labor
Concrete Pouring Works
DURATION |  | a. | Construction Foreman/Engineering Assistant |  |  |  |  | 1 | 1.4151 |  |  | 800 |  | 1132.0755
|  | b. | Mason |  |  |  |  | 2 | 1.4151 |  |  | 600 |  | 1698.1132
|  | c. | Laborer |  |  |  |  | 3 | 1.4151 |  |  | 400 |  | 1698.1132
LABOR |  | Sub-Total for A | [10 empty] | P | 4528.3
| Name and Capacity | [6 empty] | No. of Units | No. of Days |  |  | Daily Rate |  | Amount
| B. | Equipment
|  | a. | One Bagger Mixer |  |  |  |  | 1 | 1.4151 |  |  | 1376 |  | 1947.1698
|  |  | Minor Tools (10% of Labor Cost) | [10 empty] | 452.83
EQUIPMENT |  | Sub-Total for B | [10 empty] | P | 2400
| C. | Total (A+B) | [11 empty] | 6928.3
| D. | Output per day |  |  | = | 25.44 | SQ.M./DAY
| Name and Specifications | [6 empty] | Quantity | Unit |  |  | Unit Cost |  | Amount
| E. | Materials
|  | a. | 150mm x 200mm x 400mm Concrete Hollow Blocks |  |  |  |  | 468 | pcs. | pc. | pc. | 18 |  | 8424
|  | b. | Portland Cement |  |  |  |  | 54 | bags | bag | bag | 265 |  | 14310
|  | c. | Washed Sand |  |  |  |  | 1.44 | cu.m. | cu.m. | cu.m. | 1400 |  | 2016
|  | d. | Deformed Reinforcing Steel Bar (Sizes to be determined by Estimator) |  |  |  |  | 116.64 | kgs. | kg. | kg. | 75 |  | 8748
|  | e. | #16 G.I. Tie-wire |  |  |  |  | 1.8 | kgs. | kg. | kg. | 90 |  | 162
MATERIAL |  | Sub-Total for E | [10 empty] | P | 33660
| F. | Direct Cost (C+E) | [11 empty] | 40588.3
| G. | Overhead, Contingencies & Miscellaneous | [6 empty] | 5% |  |  |  |  | 2029.415
| H. | Contractor's Profit (CP) | [6 empty] | 10% |  |  |  |  | 4058.83
| I. | Value Added Tax (VAT) | [6 empty] | 0% |  |  |  |  | 0
CHECKING | J. | Total Cost | [11 empty] | 46676.545
ADJUSTED CHECKING | k. | Total Unit Cost | [11 empty] | 1296.5707
Note on K38: (handbook of construction of estimate) form plywood=0.8 pieces of 4' x 8' plywood form per cubic of concrete usage=2 times

## 1027-Plaster
DETAILED UNIT PRICE ANALYSIS
| PROJECT NAME: |  |  | PROPOSED ONE STOREY TWO BED ROOM RESIDENTIAL BUILDING
ITEM NO. | Item No./Description: |  |  | 1027(1) | CEMENT PLASTER FINISH WITH 19MM THICK & 1:3 MORTAR MIXTURE
UNIT | Unit of Measurement: |  |  | SQ.M.
| Output per day: |  |  | 57 | SQ.M./DAY
QTY | Quantity: |  |  | 420 | SQ.M.
| Designation | [6 empty] | No. Person | No. of Days |  |  | Daily Rate |  | Amount
[15 empty] | NO .OF TEAM | 1
| A. | Labor
DURATION |  | a. | Construction Foreman/Engineering Assistant |  |  |  |  | 1 | 7.3684 |  |  | 800 |  | 5894.7368
|  | b. | Mason |  |  |  |  | 2 | 7.3684 |  |  | 600 |  | 8842.1053
|  | c. | Laborer |  |  |  |  | 4 | 7.3684 |  |  | 400 |  | 11789.4737
LABOR |  | Sub-Total for A | [10 empty] | P | 26526.32
| Name and Capacity | [6 empty] | No. of Units | No. of Days |  |  | Daily Rate |  | Amount
| B. | Equipment
|  | a. | Minor Tools (10% of labor Cost) | [10 empty] | 2652.632
EQUIPMENT |  | Sub-Total for B | [10 empty] | P | 2652.63
| C. | Total (A+B) | [11 empty] | 29178.95
| D. | Output per day |  |  | = | 57 | SQ.M./DAY
| Name and Specifications | [6 empty] | Quantity | Unit |  |  | Unit Cost |  | Amount
| E. | Materials
|  | a. | Portland Cement |  |  |  |  | 138.6 | bags | bag | bag | 265 |  | 36729
|  | b. | Fine Sand |  |  |  |  | 11.34 | cu.m. | cu.m. | cu.m. | 1800 |  | 20412
MATERIAL |  | Sub-Total for E | [10 empty] | P | 57141
| F. | Direct Cost (C+E) | [11 empty] | 86319.95
| G. | Overhead, Contingencies & Miscellaneous | [6 empty] | 5% |  |  |  |  | 4315.9975
| H. | Contractor's Profit (CP) | [6 empty] | 10% |  |  |  |  | 8631.995
| I. | Value Added Tax (VAT) | [6 empty] | 0% |  |  |  |  | 0
CHECKING | J. | Total Cost | [11 empty] | 99267.9425
ADJUSTED CHECKING | k. | Total Unit Cost | [11 empty] | 236.3522
Note on K37: (handbook of construction of estimate) form plywood=0.8 pieces of 4' x 8' plywood form per cubic of concrete usage=2 times
Note on W51: Planning: 7108.27 as per DUPA

## 1047(2)b Struc Steel Truss
DETAILED UNIT PRICE ANALYSIS
| PROJECT NAME: |  |  | PROPOSED ONE STOREY TWO BED ROOM RESIDENTIAL BUILDING
ITEM NO. | Item No./Description: |  |  | 1047(2)b | STRUCTURAL STEEL ROOF TRUSS
UNIT | Unit of Measurement: |  |  | KGS.
| Output per day: |  |  | 680 | KGS./DAY
QTY | Quantity: |  |  | 0 | KGS.
| Designation | [6 empty] | No. Person | No. of Days |  |  | Daily Rate |  | Amount
[15 empty] | NO .OF TEAM | 1
| A. | Labor
Fabrication:
DURATION |  | a. | Construction Foreman/Engineering Assistant |  |  |  |  | 1 | 0 |  |  | 800 |  | 0
|  | b. | Skilled Laborer |  |  |  |  | 2 | 0 |  |  | 600 |  | 0
|  | c. | Laborer |  |  |  |  | 2 | 0 |  |  | 400 |  | 0
Erection:
|  | a. | Skilled Laborer |  |  |  |  | 3 | 0 |  |  | 600 |  | 0
|  | b. | Laborer |  |  |  |  | 3 | 0 |  |  | 400 |  | 0
LABOR |  | Sub-Total for A | [10 empty] | P | 0
| Name and Capacity | [6 empty] | No. of Units | No. of Days |  |  | Daily Rate |  | Amount
| B. | Equipment
|  | a. | Welding Machine |  |  |  |  | 1 | 0 |  |  | 2160 |  | 0
|  | b. | Cutting Outfit |  |  |  |  | 1 | 0 |  |  | 364 |  | 0
|  | c. | Truck Mounted Crane (20-25 mt) |  |  |  |  | 1 | 0 |  |  | 14176 |  | 0
|  |  | Minor Tools (10% of Labor Cost) | [10 empty] | 0
EQUIPMENT |  | Sub-Total for B | [10 empty] | P | 0
| C. | Total (A+B) | [11 empty] | 0
| D. | Output per day |  |  | = | 680 | KGS./DAY
| Name and Specifications | [6 empty] | Quantity | Unit |  |  | Unit Cost |  | Amount
| E. | Materials
|  | a. | Structural Steel |  |  |  |  | 0 | kgs. | bag | bag | 70 |  | 0
|  | b. | Acetylene |  |  |  |  | 0 | cyl | bag | bag | 3500 |  | 0
|  | c. | Oxygene |  |  |  |  | 0 | cyl | bag | bag | 1800 |  | 0
|  | d. | Welding Rod |  |  |  |  | 0 | kgs. | bag | bag | 160 |  | 0
|  |  | Consumable (5% of Materials Cost) | [10 empty] | 0
The estimate need to count and specify the stee materials and compute for its weight in kilograms
MATERIAL |  | Sub-Total for E | [10 empty] | P | 0
| F. | Direct Cost (C+E) | [11 empty] | 0
| G. | Overhead, Contingencies & Miscellaneous | [6 empty] | 5% |  |  |  |  | 0
| H. | Contractor's Profit (CP) | [6 empty] | 10% |  |  |  |  | 0
| I. | Value Added Tax (VAT) | [6 empty] | 0% |  |  |  |  | 0
CHECKING | J. | Total Cost | [11 empty] | 0
ADJUSTED CHECKING | k. | Total Unit Cost | [11 empty] | #DIV/0!
Note on K44: (handbook of construction of estimate) form plywood=0.8 pieces of 4' x 8' plywood form per cubic of concrete usage=2 times

## 1047(2)C Struc Steel Purlins
DETAILED UNIT PRICE ANALYSIS
| PROJECT NAME: |  |  | PROPOSED ONE STOREY TWO BED ROOM RESIDENTIAL BUILDING
ITEM NO. | Item No./Description: |  |  | 1047(2)c | STRUCTURAL STEEL PURLINS
UNIT | Unit of Measurement: |  |  | KGS.
| Output per day: |  |  | 723.6 | KGS./DAY
QTY | Quantity: |  |  | 200 | KGS.
| Designation | [6 empty] | No. Person | No. of Days |  |  | Daily Rate |  | Amount
[15 empty] | NO .OF TEAM | 1
| A. | Labor
Fabrication:
DURATION |  | a. | Construction Foreman/Engineering Assistant |  |  |  |  | 1 | 0.2764 |  |  | 800 |  | 221.1166
|  | b. | Skilled Laborer |  |  |  |  | 2 | 0.2764 |  |  | 600 |  | 331.675
|  | c. | Laborer |  |  |  |  | 4 | 0.2764 |  |  | 400 |  | 442.2333
LABOR |  | Sub-Total for A | [10 empty] | P | 995.02
| Name and Capacity | [6 empty] | No. of Units | No. of Days |  |  | Daily Rate |  | Amount
| B. | Equipment
|  | a. | Welding Machine |  |  |  |  | 2 | 0.2073 |  |  | 2160 |  | 895.5224
EQUIPMENT |  | Sub-Total for B | [10 empty] | P | 895.52
| C. | Total (A+B) | [11 empty] | 1890.54
| D. | Output per day |  |  | = | 723.6 | KGS./DAY
| Name and Specifications | [6 empty] | Quantity | Unit |  |  | Unit Cost |  | Amount
| E. | Materials
|  | a. | Structural Steel Purlins |  |  |  |  | 210 | kgs. | bag | bag | 70 |  | 14700
|  | b. | Welding Rod |  |  |  |  | 4 | kgs. | bag | bag | 160 |  | 640
|  | c. | Consumable (5% of Materials Cost) | [10 empty] | 767
The estimate need to count and specify the stee materials and compute for its weight in kilograms
MATERIAL |  | Sub-Total for E | [10 empty] | P | 16107
| F. | Direct Cost (C+E) | [11 empty] | 17997.54
| G. | Overhead, Contingencies & Miscellaneous | [6 empty] | 5% |  |  |  |  | 899.877
| H. | Contractor's Profit (CP) | [6 empty] | 10% |  |  |  |  | 1799.754
| I. | Value Added Tax (VAT) | [6 empty] | 0% |  |  |  |  | 0
CHECKING | J. | Total Cost | [11 empty] | 20697.171
ADJUSTED CHECKING | k. | Total Unit Cost | [11 empty] | 103.4859

## 1013(1) Corr Metal Roofing
DETAILED UNIT PRICE ANALYSIS
| PROJECT NAME: |  |  | PROPOSED ONE STOREY TWO BED ROOM RESIDENTIAL BUILDING
ITEM NO. | Item No./Description: |  |  | 1013(1) | CORRUGATED METAL ROOFING
UNIT | Unit of Measurement: |  |  | SQ.M.
| Output per day: |  |  | 16.608 | SQ.M./DAY
QTY | Quantity: |  |  | 0 | SQ.M.
| Designation | [6 empty] | No. Person | No. of Days |  |  | Daily Rate |  | Amount
[15 empty] | NO .OF TEAM | 1
| A. | Labor
Fabrication:
DURATION |  | a. | Construction Foreman/Engineering Assistant |  |  |  |  | 1 | 0 |  |  | 800 |  | 0
|  | b. | Skilled Laborer |  |  |  |  | 1 | 0 |  |  | 600 |  | 0
|  | c. | Laborer |  |  |  |  | 2 | 0 |  |  | 400 |  | 0
LABOR |  | Sub-Total for A | [10 empty] | P | 0
| Name and Capacity | [6 empty] | No. of Units | No. of Days |  |  | Daily Rate |  | Amount
| B. | Equipment
|  |  | Minor Tools (10% of Labor Cost) | [10 empty] | 0
EQUIPMENT |  | Sub-Total for B | [10 empty] | P | 0
| C. | Total (A+B) | [11 empty] | 0
| D. | Output per day |  |  | = | 16.608 | SQ.M./DAY
| Name and Specifications | [6 empty] | Quantity | Unit |  |  | Unit Cost |  | Amount
| E. | Materials
|  | a. | Corrugated Roofing Sheet |  |  |  |  | 0 | sq.m. | bag | bag | 400 |  | 0
|  | b. | Tekscrew/ J-bolt with Washers |  |  |  |  | 0 | pc. | bag | bag | 1.5 |  | 0
|  | c. | Consumables (3% of Materials Costs) | [10 empty] | 0
The estimator may include additional materials such as insualtor foam to meet the detailed engineering plan.
MATERIAL |  | Sub-Total for E | [10 empty] | P | 0
| F. | Direct Cost (C+E) | [11 empty] | 0
| G. | Overhead, Contingencies & Miscellaneous | [6 empty] | 5% |  |  |  |  | 0
| H. | Contractor's Profit (CP) | [6 empty] | 10% |  |  |  |  | 0
| I. | Value Added Tax (VAT) | [6 empty] | 0% |  |  |  |  | 0
CHECKING | J. | Total Cost | [11 empty] | 0
ADJUSTED CHECKING | k. | Total Unit Cost | [11 empty] | #DIV/0!
Note on K39: (handbook of construction of estimate) form plywood=0.8 pieces of 4' x 8' plywood form per cubic of concrete usage=2 times

## 1013(2) Roof ridge flash valley
DETAILED UNIT PRICE ANALYSIS
| PROJECT NAME: |  |  | PROPOSED ONE STOREY TWO BED ROOM RESIDENTIAL BUILDING
ITEM NO. | Item No./Description: |  |  | 1013(2) | FABRICATED METAL ROOFING ACCESSORY (RIDGE/HIP ROLLS/FLASHING/COUNTER FLASHING/ VALLEY ROLL)
UNIT | Unit of Measurement: |  |  | M.
| Output per day: |  |  | 80 | M./DAY
QTY | Quantity: |  |  | 38 | M.
| Designation | [6 empty] | No. Person | No. of Days |  |  | Daily Rate |  | Amount
[15 empty] | NO .OF TEAM | 1
| A. | Labor
Fabrication:
DURATION |  | a. | Construction Foreman/Engineering Assistant |  |  |  |  | 1 | 0.475 |  |  | 800 |  | 380
|  | b. | Skilled Laborer |  |  |  |  | 1 | 0.475 |  |  | 600 |  | 285
|  | c. | Laborer |  |  |  |  | 1 | 0.475 |  |  | 400 |  | 190
LABOR |  | Sub-Total for A | [10 empty] | P | 855
| Name and Capacity | [6 empty] | No. of Units | No. of Days |  |  | Daily Rate |  | Amount
| B. | Equipment
|  |  | Minor Tools (10% of Labor Cost) | [10 empty] | 85.5
EQUIPMENT |  | Sub-Total for B | [10 empty] | P | 85.5
| C. | Total (A+B) | [11 empty] | 940.5
| D. | Output per day |  |  | = | 80 | M./DAY
| Name and Specifications | [6 empty] | Quantity | Unit |  |  | Unit Cost |  | Amount
| E. | Materials
|  | a. | Ridge/Hip Rolls/Flashing/Valley Roll/ Counter Flashing (0.4-0.6mm Thk |  |  |  |  | 38 | m | bag | bag | 183.3333 |  | 6966.6667
|  | b. | Blind Rivets |  |  |  |  | 722 | pc. | bag | bag | 1.3333 |  | 962.6667
|  | c. | Consumables (3% of Materials Costs) | [10 empty] | 237.88
MATERIAL |  | Sub-Total for E | [10 empty] | P | 8167.21
| F. | Direct Cost (C+E) | [11 empty] | 9107.71
| G. | Overhead, Contingencies & Miscellaneous | [6 empty] | 5% |  |  |  |  | 455.3855
| H. | Contractor's Profit (CP) | [6 empty] | 10% |  |  |  |  | 910.771
| I. | Value Added Tax (VAT) | [6 empty] | 0% |  |  |  |  | 0
CHECKING | J. | Total Cost | [11 empty] | 10473.8665
ADJUSTED CHECKING | k. | Total Unit Cost | [11 empty] | 275.6281
Note on K39: (handbook of construction of estimate) form plywood=0.8 pieces of 4' x 8' plywood form per cubic of concrete usage=2 times

## 1013(2) Metal Roof Acc (Gutter
DETAILED UNIT PRICE ANALYSIS
| PROJECT NAME: |  |  | PROPOSED ONE STOREY TWO BED ROOM RESIDENTIAL BUILDING
ITEM NO. | Item No./Description: |  |  | 1013(2) | FABRICATED METAL ROOFING ACCESSORY (GUTTER)
UNIT | Unit of Measurement: |  |  | M.
| Output per day: |  |  | 94.4 | M./DAY
QTY | Quantity: |  |  | 13 | M.
| Designation | [6 empty] | No. Person | No. of Days |  |  | Daily Rate |  | Amount
[15 empty] | NO .OF TEAM | 1
| A. | Labor
Fabrication:
DURATION |  | a. | Construction Foreman/Engineering Assistant |  |  |  |  | 1 | 0.13771 |  |  | 800 |  | 110.1695
|  | b. | Skilled Laborer |  |  |  |  | 1 | 0.13771 |  |  | 600 |  | 82.6271
|  | c. | Laborer |  |  |  |  | 1 | 0.13771 |  |  | 400 |  | 55.0847
LABOR |  | Sub-Total for A | [10 empty] | P | 247.88
| Name and Capacity | [6 empty] | No. of Units | No. of Days |  |  | Daily Rate |  | Amount
| B. | Equipment
|  |  | Minor Tools (10% of Labor Cost) | [10 empty] | 24.788
EQUIPMENT |  | Sub-Total for B | [10 empty] | P | 24.79
| C. | Total (A+B) | [11 empty] | 272.67
| D. | Output per day |  |  | = | 94.4 | M./DAY
| Name and Specifications | [6 empty] | Quantity | Unit |  |  | Unit Cost |  | Amount
| E. | Materials
|  | a. | Ridge/Hip Rolls/Flashing/Valley Roll/ Counter Flashing (0.4-0.6mm Thk |  |  |  |  | 13 | m | bag | bag | 183.3333 |  | 2383.3333
|  | b. | 12" x 1" Plain GI Strap |  |  |  |  | 39 | pc. | bag | bag | 5 |  | 195
|  | c. | Blind Rivets |  |  |  |  | 208 | pc. | bag | bag | 1.3333 |  | 277.3333
|  | d. | Consumables (3% of Materials Costs) | [10 empty] | 85.67
MATERIAL |  | Sub-Total for E | [10 empty] | P | 2941.34
| F. | Direct Cost (C+E) | [11 empty] | 3214.01
| G. | Overhead, Contingencies & Miscellaneous | [6 empty] | 5% |  |  |  |  | 160.7005
| H. | Contractor's Profit (CP) | [6 empty] | 10% |  |  |  |  | 321.401
| I. | Value Added Tax (VAT) | [6 empty] | 0% |  |  |  |  | 0
CHECKING | J. | Total Cost | [11 empty] | 3696.1115
ADJUSTED CHECKING | k. | Total Unit Cost | [11 empty] | 284.3163
Note on K40: (handbook of construction of estimate) form plywood=0.8 pieces of 4' x 8' plywood form per cubic of concrete usage=2 times

## 1014 Prepainted Met Sheets-Roof
DETAILED UNIT PRICE ANALYSIS
| PROJECT NAME: |  |  | PROPOSED ONE STOREY TWO BED ROOM RESIDENTIAL BUILDING
ITEM NO. | Item No./Description: |  |  | 1014 | PREPAINTED METAL SHEETS (CORRUGATE, SHORT SPAN/LONG SPAN)
UNIT | Unit of Measurement: |  |  | SQ.M.
| Output per day: |  |  | 16.608 | SQ.M./DAY
QTY | Quantity: |  |  | 0 | SQ.M.
| Designation | [6 empty] | No. Person | No. of Days |  |  | Daily Rate |  | Amount
[15 empty] | NO .OF TEAM | 1
| A. | Labor
Fabrication:
DURATION |  | a. | Construction Foreman/Engineering Assistant |  |  |  |  | 1 | 0 |  |  | 800 |  | 0
|  | b. | Skilled Laborer |  |  |  |  | 1 | 0 |  |  | 600 |  | 0
|  | c. | Laborer |  |  |  |  | 2 | 0 |  |  | 400 |  | 0
LABOR |  | Sub-Total for A | [10 empty] | P | 0
| Name and Capacity | [6 empty] | No. of Units | No. of Days |  |  | Daily Rate |  | Amount
| B. | Equipment
|  |  | Minor Tools (10% of Labor Cost) |  |  | . | [7 empty] | 0
EQUIPMENT |  | Sub-Total for B | [10 empty] | P | 0
| C. | Total (A+B) | [11 empty] | 0
| D. | Output per day |  |  | = | 16.608 | SQ.M./DAY
| Name and Specifications | [6 empty] | Quantity | Unit |  |  | Unit Cost |  | Amount
| E. | Materials
|  | a. | Prepainted Metal Roof Sheets (0.4-0.6mm Thick) |  |  |  |  | 0 | sq.m. | bag | bag | 320 |  | 0
|  | b. | Teks Screw/ J-Bolt With Washers |  |  |  |  | 0 | pc. | bag | bag | 5 |  | 0
|  | c. | Consumables (3% of Materials Costs) | [10 empty] | 0
MATERIAL |  | Sub-Total for E | [10 empty] | P | 0
| F. | Direct Cost (C+E) | [11 empty] | 0
| G. | Overhead, Contingencies & Miscellaneous | [6 empty] | 5% |  |  |  |  | 0
| H. | Contractor's Profit (CP) | [6 empty] | 10% |  |  |  |  | 0
| I. | Value Added Tax (VAT) | [6 empty] | 0% |  |  |  |  | 0
CHECKING | J. | Total Cost | [11 empty] | 0
ADJUSTED CHECKING | k. | Total Unit Cost | [11 empty] | #DIV/0!
Note on K39: (handbook of construction of estimate) form plywood=0.8 pieces of 4' x 8' plywood form per cubic of concrete usage=2 times

## 1014 Prepainted Met Sheets RIB
DETAILED UNIT PRICE ANALYSIS
| PROJECT NAME: |  |  | PROPOSED ONE STOREY TWO BED ROOM RESIDENTIAL BUILDING
ITEM NO. | Item No./Description: |  |  | 1014 | PREPAINTED METAL SHEETS (RIB TYPE 0.4-0.5MM THICK)
UNIT | Unit of Measurement: |  |  | SQ.M.
| Output per day: |  |  | 22.152 | SQ.M./DAY
QTY | Quantity: |  |  | 140 | SQ.M.
| Designation | [6 empty] | No. Person | No. of Days |  |  | Daily Rate |  | Amount
[15 empty] | NO .OF TEAM | 1
| A. | Labor
Fabrication:
DURATION |  | a. | Construction Foreman/Engineering Assistant |  |  |  |  | 1 | 6.32 |  |  | 800 |  | 5055.9769
|  | b. | Skilled Laborer |  |  |  |  | 1 | 6.32 |  |  | 600 |  | 3791.9827
|  | c. | Laborer |  |  |  |  | 2 | 6.32 |  |  | 400 |  | 5055.9769
LABOR |  | Sub-Total for A | [10 empty] | P | 13903.94
| Name and Capacity | [6 empty] | No. of Units | No. of Days |  |  | Daily Rate |  | Amount
| B. | Equipment
|  |  | Minor Tools (10% of Labor Cost) |  |  | . | [7 empty] | 1390.394
EQUIPMENT |  | Sub-Total for B | [10 empty] | P | 1390.39
| C. | Total (A+B) | [11 empty] | 15294.33
| D. | Output per day |  |  | = | 22.152 | SQ.M./DAY
| Name and Specifications | [6 empty] | Quantity | Unit |  |  | Unit Cost |  | Amount
| E. | Materials
|  | a. | Prepainted Metal Roof Sheets (Rib Type) |  |  |  |  | 140 | m | bag | bag | 320 |  | 44800
|  | b. | Teks Screw/ J-Bolt With Washers |  |  |  |  | 1400 | pc. | bag | bag | 5 |  | 7000
|  | c. | Consumables (3% of Materials Costs) | [10 empty] | 1554
MATERIAL |  | Sub-Total for E | [10 empty] | P | 53354
| F. | Direct Cost (C+E) | [11 empty] | 68648.33
| G. | Overhead, Contingencies & Miscellaneous | [6 empty] | 5% |  |  |  |  | 3432.4165
| H. | Contractor's Profit (CP) | [6 empty] | 10% |  |  |  |  | 6864.833
| I. | Value Added Tax (VAT) | [6 empty] | 0% |  |  |  |  | 0
CHECKING | J. | Total Cost | [11 empty] | 78945.5795
ADJUSTED CHECKING | k. | Total Unit Cost | [11 empty] | 563.897
Note on K39: (handbook of construction of estimate) form plywood=0.8 pieces of 4' x 8' plywood form per cubic of concrete usage=2 times

## 1016-Waterproof Cement
DETAILED UNIT PRICE ANALYSIS
| PROJECT NAME: |  |  | PROPOSED ONE STOREY TWO BED ROOM RESIDENTIAL BUILDING
ITEM NO. | Item No./Description: |  |  | 1016(1)a | WATERPROOFING CEMENT BASE
UNIT | Unit of Measurement: |  |  | SQ.M. | [8 empty] | 0
| Output per day: |  |  | 15 | SQ.M./DAY | [7 empty] | 0
QTY | Quantity: |  |  | 66 | SQ.M.
| Designation |  |  |  |  | No. Person | No. of Days | Daily Rate |  | Amount
[11 empty] | NO .OF TEAM | 1
| A. | Labor
DURATION |  | a. | Construction Foreman/Engineering Assistant |  |  | 1 | 4.4 | 800 |  | 3520
|  | b. | Skilled Worker |  |  | 1 | 4.4 | 600 |  | 2640
|  | c. | Laborer |  |  | 1 | 4.4 | 400 |  | 1760
LABOR |  | Sub-Total for A | [6 empty] | P | 7920
| Name and Capacity |  |  |  |  | No. of Units | No. of Days | Daily Rate |  | Amount
| B. | Equipment
|  | a. | Minor Tools (10% of labor Cost) | [6 empty] | 792
EQUIPMENT |  | Sub-Total for B | [6 empty] | P | 792
| C. | Total (A+B) | [7 empty] | 8712
| D. | Output per day |  |  | = | [8 empty] | 2Ø 45° bend | 2Øx2Ø tee | 4Øx4Ø coupling
| Name and Specifications |  |  |  |  | Quantity | Unit | Unit Cost |  | Amount
| E. | Materials | [12 empty] | 2
|  | a. | Cementitious Type Waterproofing Membrane |  |  | 3.5357 | gals. | 950 |  | 3358.9286 | [5 empty] | 4
|  | b. | Portland Cement |  |  | 0.53036 | bag | 265 |  | 140.5446
[14 empty] | 0 | 2 | 4
MATERIAL |  | Sub-Total for E | [6 empty] | P | 3499.47
| F. | Direct Cost (C+E) | [7 empty] | 12211.47
| G. | Overhead, Contingencies & Miscellaneous |  |  |  |  | 5% |  |  | 610.5735
| H. | Contractor's Profit (CP) |  |  |  |  | 10% |  |  | 1221.147
| I. | Value Added Tax (VAT) |  |  |  |  | 0% |  |  | 0
CHECKING | J. | Total Cost | [7 empty] | 14043.1905
ADJUSTED CHECKING | k. | Total Unit Cost | [7 empty] | 212.7756
Note on E7: As per D.O. 137 s. 2017 Output per day = 1.875m^2/hour

## 1018- Tiles
DETAILED UNIT PRICE ANALYSIS
| PROJECT NAME: |  |  | PROPOSED ONE STOREY TWO BED ROOM RESIDENTIAL BUILDING
ITEM NO. | Item No./Description: |  |  | 1018 | UNGLAZED TILES/ GRANITE TILES/ SYNTHETIC GRANITE TILES
UNIT | Unit of Measurement: |  |  | SQ.M. | [8 empty] | 0
| Output per day: |  |  | 15.6 | SQ.M./DAY | [7 empty] | 0
QTY | Quantity: |  |  | 80 | SQ.M.
| Designation |  |  |  |  | No. Person | No. of Days | Daily Rate |  | Amount
[11 empty] | NO .OF TEAM | 1
| A. | Labor
DURATION |  | a. | Construction Foreman/Engineering Assistant |  |  | 1 | 5.1282 | 800 |  | 4102.5641
|  | b. | Skilled Worker |  |  | 5 | 5.1282 | 600 |  | 15384.6154
|  | c. | Laborer |  |  | 5 | 5.1282 | 400 |  | 10256.4103
LABOR |  | Sub-Total for A | [6 empty] | P | 29743.59
| Name and Capacity |  |  |  |  | No. of Units | No. of Days | Daily Rate |  | Amount
| B. | Equipment
|  | a. | Minor Tools (10% of labor Cost) | [6 empty] | 2974.359
EQUIPMENT |  | Sub-Total for B | [6 empty] | P | 2974.359
| C. | Total (A+B) | [7 empty] | 32717.949
| D. | Output per day |  |  | = | [8 empty] | 2Ø 45° bend | 2Øx2Ø tee | 4Øx4Ø coupling
| Name and Specifications |  |  |  |  | Quantity | Unit | Unit Cost |  | Amount
| E. | Materials | [12 empty] | 2
|  | a. | Unglazed Tiles/Granite Tiles |  |  | 80 | sq.m. | 750 |  | 60000 | [5 empty] | 4
|  | b. | Portland Cement |  |  | 26 | bags | 265 |  | 6890
|  | c. | Sand |  |  | 2.08 | cu.m. | 1400 |  | 2912 |  |  |  | 0 | 2 | 4
|  | d. | Tile Grout |  |  | 10 | bag | 70 |  | 700
MATERIAL |  | Sub-Total for E | [6 empty] | P | 70502
| F. | Direct Cost (C+E) | [7 empty] | 103219.949
| G. | Overhead, Contingencies & Miscellaneous |  |  |  |  | 5% |  |  | 5160.9974
| H. | Contractor's Profit (CP) |  |  |  |  | 10% |  |  | 10321.9949
| I. | Value Added Tax (VAT) |  |  |  |  | 0% |  |  | 0
CHECKING | J. | Total Cost | [7 empty] | 118702.9413
ADJUSTED CHECKING | k. | Total Unit Cost | [7 empty] | 1483.7868
Note on E7: As per D.O. 137 s. 2017 Output per day = 1.875m^2/hour

## 1003(1) Ceiling
DETAILED UNIT PRICE ANALYSIS
| PROJECT NAME: |  |  | PROPOSED ONE STOREY TWO BED ROOM RESIDENTIAL BUILDING
ITEM NO. | Item No./Description: |  |  | 1003(1) | FIBER CEMENT BOARD/MARINE PLYWOOD/ORDINARY PLYWOOD ON METAL FRAME CEILING
UNIT | Unit of Measurement: |  |  | SQ.M. | [8 empty] | 0
| Output per day: |  |  | 9.944 | SQ.M./DAY | [7 empty] | 0
QTY | Quantity: |  |  | 130 | SQ.M.
| Designation |  |  |  |  | No. Person | No. of Days | Daily Rate |  | Amount
[11 empty] | NO .OF TEAM | 1
| A. | Labor
DURATION |  | a. | Construction Foreman/Engineering Assistant |  |  | 1 | 13.0732 | 800 |  | 10458.568
|  | b. | Skilled Worker |  |  | 1 | 13.0732 | 600 |  | 7843.926
|  | c. | Laborer |  |  | 2 | 13.0732 | 400 |  | 10458.568
LABOR |  | Sub-Total for A | [6 empty] | P | 28761.06
| Name and Capacity |  |  |  |  | No. of Units | No. of Days | Daily Rate |  | Amount
| B. | Equipment
|  | a. | Minor Tools (10% of labor Cost) | [6 empty] | 2876.106
EQUIPMENT |  | Sub-Total for B | [6 empty] | P | 2876.106
| C. | Total (A+B) | [7 empty] | 31637.166
| D. | Output per day |  |  | = | [8 empty] | 2Ø 45° bend | 2Øx2Ø tee | 4Øx4Ø coupling
| Name and Specifications |  |  |  |  | Quantity | Unit | Unit Cost |  | Amount
| E. | Materials | [12 empty] | 2
|  | a. | 4.5mm Fiber Cement Board |  |  | 47.45 | pc. | 420 |  | 19929 | [5 empty] | 4
|  | b. | 2" Metal Furring x 3 meter length |  |  | 147.03 | bags | 150 |  | 22054.5
|  | c. | Carrying Channels 2" |  |  | 46.41 | cu.m. | 80 |  | 3712.8 |  |  |  | 0 | 2 | 4
|  | d. | Hanger Bars/Rod - 12mm |  |  | 130 | pc. | 46.6667 |  | 6066.6667
|  | e. | Channel Clip |  |  | 780 | pc. | 90 |  | 70200
|  | f. | Wall Angle |  |  | 30.94 | pc. | 90 |  | 2784.6
|  | g. | 1/8" Blind Rivet |  |  | 2.1667 | boxes | 480 |  | 1040
MATERIAL |  | Sub-Total for E | [6 empty] | P | 125787.57
| F. | Direct Cost (C+E) | [7 empty] | 157424.736
| G. | Overhead, Contingencies & Miscellaneous |  |  |  |  | 5% |  |  | 7871.2368
| H. | Contractor's Profit (CP) |  |  |  |  | 10% |  |  | 15742.4736
| I. | Value Added Tax (VAT) |  |  |  |  | 0% |  |  | 0
CHECKING | J. | Total Cost | [7 empty] | 181038.4464
ADJUSTED CHECKING | k. | Total Unit Cost | [7 empty] | 1392.6034
Note on E7: As per D.O. 137 s. 2017 Output per day = 1.875m^2/hour

## 1010(2) Hollow Flush Door
DETAILED UNIT PRICE ANALYSIS
| PROJECT NAME: |  |  | PROPOSED ONE STOREY TWO BED ROOM RESIDENTIAL BUILDING
ITEM NO. | Item No./Description: |  |  | 1010(2)a | HOLLOW CORE FLUSH DOOR
UNIT | Unit of Measurement: |  |  | SQ.M.
| Output per day: |  |  | 2.56 | SQ.M./DAY
QTY | Quantity: |  |  | 5.04 | SQ.M.
| Designation | [6 empty] | No. Person | No. of Days |  |  | Daily Rate |  | Amount
| A. | Labor
DURATION |  | a. | Construction Foreman/Engineering Assistant |  |  |  |  | 1 | 1.9688 |  |  | 800 |  | 1575
|  | b. | Carpenter |  |  |  |  | 1 | 1.9688 |  |  | 600 |  | 1181.25 | 3.0479
|  | c. | Laborer |  |  |  |  | 1 | 1.9688 |  |  | 400 |  | 787.5
LABOR |  | Sub-Total for A | [10 empty] | P | 3543.75
| Name and Capacity | [6 empty] | No. of Units | No. of Days |  |  | Daily Rate |  | Amount
| B. | Equipment
|  | a. | Minor Tools (10% of labor Cost) | [10 empty] | 354.375
EQUIPMENT |  | Sub-Total for B | [10 empty] | P | 354.38
| C. | Total (A+B) | [11 empty] | 3898.13
| D. | Output per day |  |  | = | 2.56 | SQ.M./DAY
| Name and Specifications | [6 empty] | Quantity | Unit |  |  | Unit Cost |  | Amount
| E. | Materials
|  | a. | Hollow Core Flush Door |  |  |  |  | 5.04 | sq.m. | bag | bag | 2083.3333 |  | 10500
|  | b. | Consumables (5% of Material Cost) | [10 empty] | 1050
MATERIAL |  | Sub-Total for E | [10 empty] | P | 11550
| F. | Direct Cost (C+E) | [11 empty] | 15448.13
| G. | Overhead, Contingencies & Miscellaneous | [6 empty] | 5% |  |  |  |  | 772.4065
| H. | Contractor's Profit (CP) | [6 empty] | 10% |  |  |  |  | 1544.813
| I. | Value Added Tax (VAT) | [6 empty] | 0% |  |  |  |  | 0
CHECKING | J. | Total Cost | [11 empty] | 17765.3495
ADJUSTED CHECKING | k. | Total Unit Cost | [11 empty] | 3524.8709

## 1010(2) Panel Door
DETAILED UNIT PRICE ANALYSIS
| PROJECT NAME: |  |  | PROPOSED ONE STOREY TWO BED ROOM RESIDENTIAL BUILDING
ITEM NO. | Item No./Description: |  |  | 1010(2) | WOODEN PANEL DOOR WITH HEAVY DUTY DOOR KNOB
UNIT | Unit of Measurement: |  |  | SQ.M.
| Output per day: |  |  | 2.88 | SQ.M./DAY
QTY | Quantity: |  |  | 2.1 | SQ.M.
| Designation | [6 empty] | No. Person | No. of Days |  |  | Daily Rate |  | Amount
| A. | Labor
DURATION |  | a. | Construction Foreman/Engineering Assistant |  |  |  |  | 1 | 0.72917 |  |  | 800 |  | 583.3333
|  | b. | Skilled Laborer |  |  |  |  | 1 | 0.72917 |  |  | 600 |  | 437.5 | 3.0479
|  | c. | Laborer |  |  |  |  | 2 | 0.72917 |  |  | 400 |  | 583.3333
LABOR |  | Sub-Total for A | [10 empty] | P | 1604.17
| Name and Capacity | [6 empty] | No. of Units | No. of Days |  |  | Daily Rate |  | Amount
| B. | Equipment
|  | a. | Minor Tools (10% of labor Cost) | [10 empty] | 160.417
EQUIPMENT |  | Sub-Total for B | [10 empty] | P | 160.42
| C. | Total (A+B) | [11 empty] | 1764.59
| D. | Output per day |  |  | = | 2.88 | SQ.M./DAY
| Name and Specifications | [6 empty] | Quantity | Unit |  |  | Unit Cost |  | Amount
| E. | Materials
|  | a. | Wooden PANEL Type Door with Jambs and Header |  |  |  |  | 2.1 | SQ.M. | bag | bag | 2857.1429 |  | 6000
|  | b. | Consumables (5% of Material Cost) | [10 empty] | 600
MATERIAL |  | Sub-Total for E | [10 empty] | P | 6600
| F. | Direct Cost (C+E) | [11 empty] | 8364.59
| G. | Overhead, Contingencies & Miscellaneous | [6 empty] | 5% |  |  |  |  | 418.2295
| H. | Contractor's Profit (CP) | [6 empty] | 10% |  |  |  |  | 836.459
| I. | Value Added Tax (VAT) | [6 empty] | 0% |  |  |  |  | 0
CHECKING | J. | Total Cost | [11 empty] | 9619.2785
ADJUSTED CHECKING | k. | Total Unit Cost | [11 empty] | 4580.6088

## 1043(1) PVC Door
DETAILED UNIT PRICE ANALYSIS
| PROJECT NAME: |  |  | PROPOSED ONE STOREY TWO BED ROOM RESIDENTIAL BUILDING
ITEM NO. | Item No./Description: |  |  | 1043(1) | PVC DOORS AND FRAMES W/ HEAVY DUTY DOOR KNOB
UNIT | Unit of Measurement: |  |  | SQ.M.
| Output per day: |  |  | 2.52 | SQ.M./DAY
QTY | Quantity: |  |  | 1.26 | SQ.M.
| Designation | [6 empty] | No. Person | No. of Days |  |  | Daily Rate |  | Amount
| A. | Labor
DURATION |  | a. | Construction Foreman/Engineering Assistant |  |  |  |  | 1 | 0.5 |  |  | 800 |  | 400
|  | b. | Carpenter |  |  |  |  | 1 | 0.5 |  |  | 600 |  | 300 | 3.0479
|  | c. | Laborer |  |  |  |  | 1 | 0.5 |  |  | 400 |  | 200
LABOR |  | Sub-Total for A | [10 empty] | P | 900
| Name and Capacity | [6 empty] | No. of Units | No. of Days |  |  | Daily Rate |  | Amount
| B. | Equipment
|  | a. | Minor Tools (10% of labor Cost) | [10 empty] | 90
EQUIPMENT |  | Sub-Total for B | [10 empty] | P | 90
| C. | Total (A+B) | [11 empty] | 990
| D. | Output per day |  |  | = | 2.52 | SQ.M./DAY
| Name and Specifications | [6 empty] | Quantity | Unit |  |  | Unit Cost |  | Amount
| E. | Materials
|  | a. | Wooden PANEL Type Door with Jambs and Header |  |  |  |  | 1.26 | SQ.M. | bag | bag | 1984.127 |  | 2500
|  | b. | Consumables (5% of Materials Cost) | [10 empty] | 125
MATERIAL |  | Sub-Total for E | [10 empty] | P | 2625
| F. | Direct Cost (C+E) | [11 empty] | 3615
| G. | Overhead, Contingencies & Miscellaneous | [6 empty] | 5% |  |  |  |  | 180.75
| H. | Contractor's Profit (CP) | [6 empty] | 10% |  |  |  |  | 361.5
| I. | Value Added Tax (VAT) | [6 empty] | 0% |  |  |  |  | 0
CHECKING | J. | Total Cost | [11 empty] | 4157.25
ADJUSTED CHECKING | k. | Total Unit Cost | [11 empty] | 3299.4048

## 1032-Paint Concrete
DETAILED UNIT PRICE ANALYSIS
| PROJECT NAME: |  |  | PROPOSED ONE STOREY TWO BED ROOM RESIDENTIAL BUILDING
ITEM NO. | Item No./Description: |  |  | 1032(1)a | PAINTING WORKS (MASONRY PAINTING)
UNIT | Unit of Measurement: |  |  | SQ.M.
| Output per day: |  |  | 16.8 | SQ.M./DAY
QTY | Quantity: |  |  | 540 | SQ.M.
| Designation |  |  |  |  | No. Person | No. of Days |  |  | Daily Rate |  | Amount
[13 empty] | NO .OF TEAM | 1
| A. | Labor
DURATION |  | a. | Construction Foreman/Engineering Assistant |  |  | 1 | 32.1429 |  |  | 800 |  | 25714.2857
|  | b. | Painter |  |  | 2 | 32.1429 |  |  | 600 |  | 38571.4286
|  | c. | Laborer |  |  | 1 | 32.1429 |  |  | 400 |  | 12857.1429
LABOR |  | Sub-Total for A | [8 empty] | P | 77142.86
| Name and Capacity |  |  |  |  | No. of Units | No. of Days |  |  | Daily Rate |  | Amount
| B. | Equipment
N/A
EQUIPMENT |  | Sub-Total for B | [8 empty] | P
| C. | Total (A+B) | [9 empty] | 77142.86
| D. | Output per day |  |  | = | [9 empty] | 2Ø 45° bend | 2Øx2Ø tee | 4Øx4Ø coupling
| Name and Specifications |  |  |  |  | Quantity | Unit |  |  | Unit Cost |  | Amount
| E. | Materials | [13 empty] | 2
|  | a. | Concrete Penetrating Sealer |  |  | 16.875 | gals. | gal. | gal. | 590 |  | 9956.25 |  |  |  |  | 4
|  | b. | Solvent Base Acrylic Primer |  |  | 24.5455 | gals. | gal. | gal. | 950 |  | 23318.1818
|  | c. | Patching Compound |  |  | 54 | kgs. | kg. | kg. | 70 |  | 3780 |  |  | 0 | 2 | 4
|  | d. | Semi Gloss Solvent Base Paint (Top Coat) |  |  | 27 | gals. | gal. | gal. | 910 |  | 24570
|  | e. | Baby Roller |  |  | 16.2 | pcs. |  |  | 76 |  | 1231.2
|  | f. | 2" Paint Brush |  |  | 16.2 | pcs. |  |  | 65 |  | 1053
|  | g. | 4" Paint Brush |  |  | 16.2 | pcs. |  |  | 80 |  | 1296
|  | h. | Body Filler |  |  | 9 | gal. |  |  | 650 |  | 5850
|  | i | Other Consumables | [8 empty] | 7105.4632
MATERIAL |  | Sub-Total for E | [8 empty] | P | 78160.1
| F. | Direct Cost (C+E) | [9 empty] | 155302.96
| G. | Overhead, Contingencies & Miscellaneous |  |  |  |  | 5% |  |  |  |  | 7765.148
| H. | Contractor's Profit (CP) |  |  |  |  | 10% |  |  |  |  | 15530.296
| I. | Value Added Tax (VAT) |  |  |  |  | 0% |  |  |  |  | 0
CHECKING | J. | Total Cost | [9 empty] | 178598.404
ADJUSTED CHECKING | k. | Total Unit Cost | [9 empty] | 330.7378

## 1032-Paint Metal
DETAILED UNIT PRICE ANALYSIS
PROJECT NAME: |  |  | PROPOSED ONE STOREY TWO BED ROOM RESIDENTIAL BUILDING
Item No./Description: |  |  | 1032(1)c | PAINTING WORKS (METAL PAINTING)
Unit of Measurement: |  |  | SQ.M.
Output per day: |  |  | 16 | SQ.M./DAY
Quantity: |  |  | 45 | SQ.M.
Designation |  |  |  |  | No. Person | No. of Days | Daily Rate |  | Amount
[10 empty] | NO .OF TEAM | 1
A. | Labor
| a. | Construction Foreman/Engineering Assistant |  |  | 1 | 2.8125 | 800 |  | 2250
| b. | Painter |  |  | 2 | 2.8125 | 600 |  | 3375
| c. | Laborer |  |  | 1 | 2.8125 | 400 |  | 1125
| Sub-Total for A | [6 empty] | P | 6750
Name and Capacity |  |  |  |  | No. of Units | No. of Days | Daily Rate |  | Amount
B. | Equipment
N/A
| Sub-Total for B | [6 empty] | P
C. | Total (A+B) | [7 empty] | 6750
D. | Output per day |  |  | = | [7 empty] | 2Ø 45° bend | 2Øx2Ø tee | 4Øx4Ø coupling
Name and Specifications |  |  |  |  | Quantity | Unit | Unit Cost |  | Amount
E. | Materials | [11 empty] | 2
| a. | Red Oxide Metal Primer |  |  | 1.8 | gals. | 550 |  | 990 |  |  |  |  | 4
| b. | Quick Dry Enamel Paint |  |  | 4.5 | gals. | 670 |  | 3015
| c. | Paint Thinner |  |  | 33.75 | gal. | 469 |  | 15828.75 |  |  | 0 | 2 | 4
| d. | Tinting Color |  |  | 4.5 | pints. | 120 |  | 540
| e. | Consumables (5% of Material Cost) | [6 empty] | 2037.375
| Sub-Total for E | [6 empty] | P | 22411.13
F. | Direct Cost (C+E) | [7 empty] | 29161.13
G. | Overhead, Contingencies & Miscellaneous |  |  |  |  | 5% |  |  | 1458.0565
H. | Contractor's Profit (CP) |  |  |  |  | 10% |  |  | 2916.113
I. | Value Added Tax (VAT) |  |  |  |  | 0% |  |  | 0
J. | Total Cost | [7 empty] | 33535.2995
k. | Total Unit Cost | [7 empty] | 745.2289

## Sliding Glass
DETAILED UNIT PRICE ANALYSIS
| PROJECT NAME: |  |  | PROPOSED ONE STOREY TWO BED ROOM RESIDENTIAL BUILDING
ITEM NO. | Item No./Description: |  |  | SPL - ? | SUPPLY AND INSTALLATION OF ANALOK TYPE SLIDING WINDOW
UNIT | Unit of Measurement: |  |  | SQ.M.
| Output per day: |  |  | 12 | SQ.M./DAY
QTY | Quantity: |  |  | 11.34 | SQ.M.
| Designation | [6 empty] | No. Person | No. of Days |  |  | Daily Rate |  | Amount
[15 empty] | NO .OF TEAM | 1
| A. | Labor
DURATION |  |  | Included in the Package
LABOR |  | Sub-Total for A | [10 empty] | P | 0
| Name and Capacity | [6 empty] | No. of Units | No. of Days |  |  | Daily Rate |  | Amount
| B. | Equipment
Included in the Package
EQUIPMENT |  | Sub-Total for B | [10 empty] | P | 0
| C. | Total (A+B) | [11 empty] | 0
| D. | Output per day |  |  | = | 12 | SQ.M./DAY
| Name and Specifications | [6 empty] | Quantity | Unit |  |  | Unit Cost |  | Amount
| E. | Materials
|  | a. | Aluminum Framing Analok Type -6mm. Thk. Glass |  |  |  |  | 11.34 | sq.m. | bag | bag | 4000 |  | 45360
Note: With installation
MATERIAL |  | Sub-Total for E | [10 empty] | P | 45360
| F. | Direct Cost (C+E) | [11 empty] | 45360
| G. | Overhead, Contingencies & Miscellaneous | [6 empty] | 5% |  |  |  |  | 2268
| H. | Contractor's Profit (CP) | [6 empty] | 10% |  |  |  |  | 4536
| I. | Value Added Tax (VAT) | [6 empty] | 0% |  |  |  |  | 0
CHECKING | J. | Total Cost | [11 empty] | 52164
ADJUSTED CHECKING | k. | Total Unit Cost | [11 empty] | 4600
Note on K37: (handbook of construction of estimate) form plywood=0.8 pieces of 4' x 8' plywood form per cubic of concrete usage=2 times

## Other item-Civil Works
DETAILED UNIT PRICE ANALYSIS
| PROJECT NAME: |  | PROPOSED ONE STOREY TWO BED ROOM RESIDENTIAL BUILDING
ITEM NO. | Item No./Description: |  | SPL - ? | (INPUT ITEM DESCRIPTION)
UNIT | Unit of Measurement: |  | L.S.
Output per day:
QTY | Quantity: |  | 1 | L.S.
| Designation | [5 empty] | No. Person | No. of Days | Daily Rate |  | Amount
[12 empty] | NO .OF TEAM | 1
| A. | Labor
DURATION |  | a.
b.
c.
LABOR |  | Sub-Total for A | [7 empty] | P | 0
| Name and Capacity | [5 empty] | No. of Units | No. of Days | Daily Rate |  | Amount
| B. | Equipment
a.
b.
c.
EQUIPMENT |  | Sub-Total for B | [7 empty] | P | 0
| C. | Total (A+B) | [8 empty] | 0
| D. | Output per day |  | = | 0 | 0
| Name and Specifications | [5 empty] | Quantity | Unit | Unit Cost |  | Amount
| E. | Materials
a.
b.
c.
MATERIAL |  | Sub-Total for E | [7 empty] | P | 0
| F. | Direct Cost (C+E) | [8 empty] | 0
| G. | Overhead, Contingencies & Miscellaneous | [5 empty] | 5% |  |  | 0
| H. | Contractor's Profit (CP) | [5 empty] | 10% |  |  | 0
| I. | Value Added Tax (VAT) | [5 empty] | 0% |  |  | 0
CHECKING | J. | Total Cost | [8 empty] | 0
ADJUSTED CHECKING | k. | Total Unit Cost | [8 empty] | 0
Note on K37: (handbook of construction of estimate) form plywood=0.8 pieces of 4' x 8' plywood form per cubic of concrete usage=2 times

## 1001(1)a 2" -4" San PVC Pipe
DETAILED UNIT PRICE ANALYSIS
| PROJECT NAME: |  |  | PROPOSED ONE STOREY TWO BED ROOM RESIDENTIAL BUILDING
ITEM NO. | Item No./Description: |  |  | 1001(1)a | 50MM DIA - 100MM DIA SANITARY PVC PIPE, SERIES 600/1000
UNIT | Unit of Measurement: |  |  | M.
| Output per day: |  |  | 24 | M./DAY
QTY | Quantity: |  |  | 12 | M.
| Designation |  |  |  |  | No. Person | No. of Days | Daily Rate |  | Amount
[11 empty] | NO .OF TEAM | 1
| A. | Labor
DURATION |  | a. | Construction Foreman/Engineering Assistant |  |  | 1 | 0.5 | 800 |  | 400
|  | b. | Skilled Laborer |  |  | 1 | 0.5 | 600 |  | 300
|  | c. | Laborer |  |  | 2 | 0.5 | 400 |  | 400
LABOR |  | Sub-Total for A | [6 empty] | P | 1100
| Name and Capacity |  |  |  |  | No. of Units | No. of Days | Daily Rate |  | Amount
| B. | Equipment
|  |  | Minor Tools (10% of labor Cost) | [6 empty] | 110
[13 empty] | DESCRIPTION | AREA
EXIST. EXTERIOR CONCRETE SURFACE 1st
EXIST. INTERIOR CONCRETE SURFACE 1st
EQUIPMENT |  | Sub-Total for B | [6 empty] | P | 110 |  |  | EXIST. EXTERIOR CONCRETE SURFACE 2nd
| C. | Total (A+B) | [7 empty] | 1210 |  |  | EXIST. INTERIOR CONCRETE SURFACE 2nd
| D. | Output per day |  |  | = | [7 empty] | EXIST. EXTERIOR CONCRETE SURFACE 3rd |  | 2Ø 45° bend | 2Øx2Ø tee | 4Øx4Ø coupling
| Name and Specifications |  |  |  |  | Quantity | Unit | Unit Cost |  | Amount |  |  | EXIST. INTERIOR CONCRETE SURFACE 3rd
PROP. CONCRETE SURFACE
| E. | Materials | [10 empty] | CEILING & INT. DRY WALL SURFACE |  |  | 2
|  | a. | 100mm Sanitary PVC Pipe Series 600/1999 |  |  | 12 | m. | 150 |  | 1800 |  |  | METAL SURFACE | #REF! |  |  | 4
|  | b. | Consumables (5% of Material Cost) | [6 empty] | 180
Estimator shall include the bends/elbow in the material take-off
MATERIAL |  | Sub-Total for E | [6 empty] | P | 1980
| F. | Direct Cost (C+E) | [7 empty] | 3190
| G. | Overhead, Contingencies & Miscellaneous |  |  |  |  | 5% |  |  | 159.5
| H. | Contractor's Profit (CP) |  |  |  |  | 10% |  |  | 319
| I. | Value Added Tax (VAT) |  |  |  |  | 0% |  |  | 0
CHECKING | J. | Total Cost | [7 empty] | 3668.5
ADJUSTED CHECKING | k. | Total Unit Cost | [7 empty] | 305.7083
ABC

## 1002(6) Waterline Pipes fitting
DETAILED UNIT PRICE ANALYSIS
| PROJECT NAME: |  |  | PROPOSED ONE STOREY TWO BED ROOM RESIDENTIAL BUILDING
ITEM NO. | Item No./Description: |  |  | 1002(6) | WATERLINE PIPES & FITTINGS
UNIT | Unit of Measurement: |  |  | L.S.
Output per day:
QTY | Quantity: |  |  | 1 | L.S.
| Designation |  |  |  |  | No. Person | No. of Days | Daily Rate |  | Amount
[11 empty] | NO .OF TEAM | 1
| A. | Labor
DURATION |  | a. | Construction Foreman/Engineering Assistant |  |  | 1 | 1 | 800 |  | 800
|  | b. | Skilled Laborer |  |  | 1 | 1 | 600 |  | 600
|  | c. | Laborer |  |  | 2 | 1 | 400 |  | 800
LABOR |  | Sub-Total for A | [6 empty] | P | 2200
| Name and Capacity |  |  |  |  | No. of Units | No. of Days | Daily Rate |  | Amount
| B. | Equipment
|  |  | Minor Tools (10% of labor Cost) | [6 empty] | 220
[13 empty] | DESCRIPTION | AREA
EXIST. EXTERIOR CONCRETE SURFACE 1st
EXIST. INTERIOR CONCRETE SURFACE 1st
EQUIPMENT |  | Sub-Total for B | [6 empty] | P | 220 |  |  | EXIST. EXTERIOR CONCRETE SURFACE 2nd
| C. | Total (A+B) | [7 empty] | 2420 |  |  | EXIST. INTERIOR CONCRETE SURFACE 2nd
| D. | Output per day |  |  | = | [7 empty] | EXIST. EXTERIOR CONCRETE SURFACE 3rd |  | 2Ø 45° bend | 2Øx2Ø tee | 4Øx4Ø coupling
| Name and Specifications |  |  |  |  | Quantity | Unit | Unit Cost |  | Amount |  |  | EXIST. INTERIOR CONCRETE SURFACE 3rd
PROP. CONCRETE SURFACE
| E. | Materials | [10 empty] | CEILING & INT. DRY WALL SURFACE |  |  | 2
|  | a. | 12mm PPR Pipe |  |  | 6 | pc. | 380 |  | 2280 |  |  | METAL SURFACE | #REF! |  |  | 4
|  | b. | 12mm PPR Fittins |  |  | 1 | lot | 500 |  | 500
NOTE:
The estimator shall determine the needed materials and determine the duration to complete this item.
MATERIAL |  | Sub-Total for E | [6 empty] | P | 2780
| F. | Direct Cost (C+E) | [7 empty] | 5200
| G. | Overhead, Contingencies & Miscellaneous |  |  |  |  | 5% |  |  | 260
| H. | Contractor's Profit (CP) |  |  |  |  | 10% |  |  | 520
| I. | Value Added Tax (VAT) |  |  |  |  | 0% |  |  | 0
CHECKING | J. | Total Cost | [7 empty] | 5980
ADJUSTED CHECKING | k. | Total Unit Cost | [7 empty] | 5980
ABC

## 1002(5) W Closet w acc
DETAILED UNIT PRICE ANALYSIS
| PROJECT NAME: |  |  | PROPOSED ONE STOREY TWO BED ROOM RESIDENTIAL BUILDING
ITEM NO. | Item No./Description: |  |  | 1002(5) | WATER CLOSET/ URINAL W/ COMPLETE ACCESSORIES
UNIT | Unit of Measurement: |  |  | SET
| Output per day: |  |  | 4 | SET/DAY
QTY | Quantity: |  |  | 1 | SET
| Designation |  |  |  |  | No. Person | No. of Days | Daily Rate |  | Amount
| A. | Labor
DURATION |  | a. | Construction Foreman/Engineering Assistant |  |  | 1 | 0.25 | 800 |  | 200
|  | b. | Skilled Laborer |  |  | 1 | 0.25 | 600 |  | 150
|  | c. | Laborer |  |  | 1 | 0.25 | 400 |  | 100
LABOR |  | Sub-Total for A | [6 empty] | P | 450
| Name and Capacity |  |  |  |  | No. of Units | No. of Days | Daily Rate |  | Amount
| B. | Equipment
|  |  | Minor Tools (10% of labor Cost) | [6 empty] | 45
EQUIPMENT |  | Sub-Total for B | [6 empty] | P | 45
| C. | Total (A+B) | [7 empty] | 495
| D. | Output per day |  |  | = | [5 empty] | 2Ø 45° bend | 2Øx2Ø tee | 4Øx4Ø coupling
| Name and Specifications |  |  |  |  | Quantity | Unit | Unit Cost |  | Amount
| E. | Materials | [9 empty] | 2
|  | a. | Water Closet / Urinal w/ Complete Accessories |  |  | 1 | set | 6000 |  | 6000 |  |  | 4
|  | b. | Consumables (5% of Material Cost) | [6 empty] | 600
MATERIAL |  | Sub-Total for E | [6 empty] | P | 6600
| F. | Direct Cost (C+E) | [7 empty] | 7095
| G. | Overhead, Contingencies & Miscellaneous |  |  |  |  | 5% |  |  | 354.75
| H. | Contractor's Profit (CP) |  |  |  |  | 10% |  |  | 709.5
| I. | Value Added Tax (VAT) |  |  |  |  | 0% |  |  | 0
CHECKING | J. | Total Cost | [7 empty] | 8159.25
ADJUSTED CHECKING | k. | Total Unit Cost | [7 empty] | 8159.25

## 1002(5) Kitch SInk
DETAILED UNIT PRICE ANALYSIS
| PROJECT NAME: |  |  | PROPOSED ONE STOREY TWO BED ROOM RESIDENTIAL BUILDING
ITEM NO. | Item No./Description: |  |  | 1002(5) | KITCHEN SINK/ SCRUB/ SLOP SINK W/ COMPLETE ACCESSORIES
UNIT | Unit of Measurement: |  |  | SET
| Output per day: |  |  | 4 | SET/DAY
QTY | Quantity: |  |  | 1 | SET
| Designation |  |  |  |  | No. Person | No. of Days | Daily Rate |  | Amount
| A. | Labor
DURATION |  | a. | Construction Foreman/Engineering Assistant |  |  | 1 | 0.25 | 800 |  | 200
|  | b. | Skilled Laborer |  |  | 1 | 0.25 | 600 |  | 150
|  | c. | Laborer |  |  | 1 | 0.25 | 400 |  | 100
LABOR |  | Sub-Total for A | [6 empty] | P | 450
| Name and Capacity |  |  |  |  | No. of Units | No. of Days | Daily Rate |  | Amount
| B. | Equipment
|  |  | Minor Tools (10% of labor Cost) | [6 empty] | 45
EQUIPMENT |  | Sub-Total for B | [6 empty] | P | 45
| C. | Total (A+B) | [7 empty] | 495
| D. | Output per day |  |  | = | [5 empty] | 2Ø 45° bend | 2Øx2Ø tee | 4Øx4Ø coupling
| Name and Specifications |  |  |  |  | Quantity | Unit | Unit Cost |  | Amount
| E. | Materials | [9 empty] | 2
|  | a. | Kitchen Sink w/ Complete Accessories |  |  | 1 | set | 4500 |  | 4500 |  |  | 4
|  | b. | Consumables (5% of Material Cost) | [6 empty] | 450
MATERIAL |  | Sub-Total for E | [6 empty] | P | 4950
| F. | Direct Cost (C+E) | [7 empty] | 5445
| G. | Overhead, Contingencies & Miscellaneous |  |  |  |  | 5% |  |  | 272.25
| H. | Contractor's Profit (CP) |  |  |  |  | 10% |  |  | 544.5
| I. | Value Added Tax (VAT) |  |  |  |  | 0% |  |  | 0
CHECKING | J. | Total Cost | [7 empty] | 6261.75
ADJUSTED CHECKING | k. | Total Unit Cost | [7 empty] | 6261.75

## 1002(5) Counter Lavatory
DETAILED UNIT PRICE ANALYSIS
| PROJECT NAME: |  |  | PROPOSED ONE STOREY TWO BED ROOM RESIDENTIAL BUILDING
ITEM NO. | Item No./Description: |  |  | 1002(5) | WALL HANG/COUNTERTOP/ UNDER COUNTER LAVATORY W/ COMPLETE ACCESSORIES
UNIT | Unit of Measurement: |  |  | SET
| Output per day: |  |  | 4 | SET/DAY
QTY | Quantity: |  |  | 1 | SET
| Designation |  |  |  |  | No. Person | No. of Days | Daily Rate |  | Amount
| A. | Labor
DURATION |  | a. | Construction Foreman/Engineering Assistant |  |  | 1 | 0.25 | 800 |  | 200
|  | b. | Skilled Laborer |  |  | 1 | 0.25 | 600 |  | 150
|  | c. | Laborer |  |  | 1 | 0.25 | 400 |  | 100
LABOR |  | Sub-Total for A | [6 empty] | P | 450
| Name and Capacity |  |  |  |  | No. of Units | No. of Days | Daily Rate |  | Amount
| B. | Equipment
|  |  | Minor Tools (10% of labor Cost) | [6 empty] | 45
EQUIPMENT |  | Sub-Total for B | [6 empty] | P | 45
| C. | Total (A+B) | [7 empty] | 495
| D. | Output per day |  |  | = | [5 empty] | 2Ø 45° bend | 2Øx2Ø tee | 4Øx4Ø coupling
| Name and Specifications |  |  |  |  | Quantity | Unit | Unit Cost |  | Amount
| E. | Materials | [9 empty] | 2
|  | a. | Lavatory/Sinks |  |  | 1 | set | 3500 |  | 3500 |  |  | 4
|  | b. | Consumables (5% of Material Cost) | [6 empty] | 350
MATERIAL |  | Sub-Total for E | [6 empty] | P | 3850
| F. | Direct Cost (C+E) | [7 empty] | 4345
| G. | Overhead, Contingencies & Miscellaneous |  |  |  |  | 5% |  |  | 217.25
| H. | Contractor's Profit (CP) |  |  |  |  | 10% |  |  | 434.5
| I. | Value Added Tax (VAT) |  |  |  |  | 0% |  |  | 0
CHECKING | J. | Total Cost | [7 empty] | 4996.75
ADJUSTED CHECKING | k. | Total Unit Cost | [7 empty] | 4996.75

## 1002(5) h Floor Drain
DETAILED UNIT PRICE ANALYSIS
| PROJECT NAME: |  |  | PROPOSED ONE STOREY TWO BED ROOM RESIDENTIAL BUILDING
ITEM NO. | Item No./Description: |  |  | 1002(5) | FLOOR DRAIN PLATES (ANY SIZE)
UNIT | Unit of Measurement: |  |  | SET
| Output per day: |  |  | 20 | SET/DAY
QTY | Quantity: |  |  | 2 | SET
| Designation |  |  |  |  | No. Person | No. of Days | Daily Rate |  | Amount
| A. | Labor
DURATION |  | a. | Construction Foreman/Engineering Assistant |  |  | 1 | 0.1 | 800 |  | 80
|  | b. | Skilled Laborer |  |  | 1 | 0.1 | 600 |  | 60
|  | c. | Laborer |  |  | 1 | 0.1 | 400 |  | 40
LABOR |  | Sub-Total for A | [6 empty] | P | 180
| Name and Capacity |  |  |  |  | No. of Units | No. of Days | Daily Rate |  | Amount
| B. | Equipment
|  |  | Minor Tools (10% of labor Cost) | [6 empty] | 18
EQUIPMENT |  | Sub-Total for B | [6 empty] | P | 18
| C. | Total (A+B) | [7 empty] | 198
| D. | Output per day |  |  | = | [5 empty] | 2Ø 45° bend | 2Øx2Ø tee | 4Øx4Ø coupling
| Name and Specifications |  |  |  |  | Quantity | Unit | Unit Cost |  | Amount
| E. | Materials | [9 empty] | 2
|  | a. | Floor Drain Plate |  |  | 2 | set | 350 |  | 700 |  |  | 4
|  | b. | Consumables (5% of Material Cost) | [6 empty] | 70
MATERIAL |  | Sub-Total for E | [6 empty] | P | 770
| F. | Direct Cost (C+E) | [7 empty] | 968
| G. | Overhead, Contingencies & Miscellaneous |  |  |  |  | 5% |  |  | 48.4
| H. | Contractor's Profit (CP) |  |  |  |  | 10% |  |  | 96.8
| I. | Value Added Tax (VAT) |  |  |  |  | 0% |  |  | 0
CHECKING | J. | Total Cost | [7 empty] | 1113.2
ADJUSTED CHECKING | k. | Total Unit Cost | [7 empty] | 556.6

## 1002(5) Soap Holder
DETAILED UNIT PRICE ANALYSIS
| PROJECT NAME: |  |  | PROPOSED ONE STOREY TWO BED ROOM RESIDENTIAL BUILDING
ITEM NO. | Item No./Description: |  |  | 1002(5) | SOAP HOLDER /TOILET SOAP/LIQUID SOAP/TISSUE HOLDER
UNIT | Unit of Measurement: |  |  | SET
| Output per day: |  |  | 10.6667 | SET/DAY
QTY | Quantity: |  |  | 1 | SET
| Designation |  |  |  |  | No. Person | No. of Days | Daily Rate |  | Amount
| A. | Labor
DURATION |  | a. | Construction Foreman/Engineering Assistant |  |  | 1 | 0.09375 | 800 |  | 75
|  | b. | Skilled Laborer |  |  | 1 | 0.09375 | 600 |  | 56.25
|  | c. | Laborer |  |  | 1 | 0.09375 | 400 |  | 37.5
LABOR |  | Sub-Total for A | [6 empty] | P | 168.75
| Name and Capacity |  |  |  |  | No. of Units | No. of Days | Daily Rate |  | Amount
| B. | Equipment
|  |  | Minor Tools (10% of labor Cost) | [6 empty] | 16.875
EQUIPMENT |  | Sub-Total for B | [6 empty] | P | 16.875
| C. | Total (A+B) | [7 empty] | 185.625
| D. | Output per day |  |  | = | [5 empty] | 2Ø 45° bend | 2Øx2Ø tee | 4Øx4Ø coupling
| Name and Specifications |  |  |  |  | Quantity | Unit | Unit Cost |  | Amount
| E. | Materials | [9 empty] | 2
|  | a. | Soap Holder & Tissue Holder |  |  | 1 | set | 350 |  | 350 |  |  | 4
|  | b. | Consumables (5% of Material Cost) | [6 empty] | 35
MATERIAL |  | Sub-Total for E | [6 empty] | P | 385
| F. | Direct Cost (C+E) | [7 empty] | 570.625
| G. | Overhead, Contingencies & Miscellaneous |  |  |  |  | 5% |  |  | 28.5312
| H. | Contractor's Profit (CP) |  |  |  |  | 10% |  |  | 57.0625
| I. | Value Added Tax (VAT) |  |  |  |  | 0% |  |  | 0
CHECKING | J. | Total Cost | [7 empty] | 656.2188
ADJUSTED CHECKING | k. | Total Unit Cost | [7 empty] | 656.2188

## 1002(5)a Shower Head valve
DETAILED UNIT PRICE ANALYSIS
| PROJECT NAME: |  |  | PROPOSED ONE STOREY TWO BED ROOM RESIDENTIAL BUILDING
ITEM NO. | Item No./Description: |  |  | 1002(5) | SHOWER HEAD /SHOWER VALVE
UNIT | Unit of Measurement: |  |  | SET
| Output per day: |  |  | 8 | SET/DAY
QTY | Quantity: |  |  | 1 | SET
| Designation |  |  |  |  | No. Person | No. of Days | Daily Rate |  | Amount
| A. | Labor
DURATION |  | a. | Construction Foreman/Engineering Assistant |  |  | 1 | 0.125 | 800 |  | 100
|  | b. | Skilled Laborer |  |  | 1 | 0.125 | 600 |  | 75
|  | c. | Laborer |  |  | 1 | 0.125 | 400 |  | 50
LABOR |  | Sub-Total for A | [6 empty] | P | 225
| Name and Capacity |  |  |  |  | No. of Units | No. of Days | Daily Rate |  | Amount
| B. | Equipment
|  |  | Minor Tools (10% of labor Cost) | [6 empty] | 22.5
EQUIPMENT |  | Sub-Total for B | [6 empty] | P
| C. | Total (A+B) | [7 empty] | 225
| D. | Output per day |  |  | = | [5 empty] | 2Ø 45° bend | 2Øx2Ø tee | 4Øx4Ø coupling
| Name and Specifications |  |  |  |  | Quantity | Unit | Unit Cost |  | Amount
| E. | Materials | [9 empty] | 2
|  | a. | Shower Head & Valve |  |  | 1 | set | 2600 |  | 2600 |  |  | 4
|  | b. | Consumables (5% of Material Cost) | [6 empty] | 260
MATERIAL |  | Sub-Total for E | [6 empty] | P | 2860
| F. | Direct Cost (C+E) | [7 empty] | 3085
| G. | Overhead, Contingencies & Miscellaneous |  |  |  |  | 5% |  |  | 154.25
| H. | Contractor's Profit (CP) |  |  |  |  | 10% |  |  | 308.5
| I. | Value Added Tax (VAT) |  |  |  |  | 0% |  |  | 0
CHECKING | J. | Total Cost | [7 empty] | 3547.75
ADJUSTED CHECKING | k. | Total Unit Cost | [7 empty] | 3547.75

## 1002(5)p Facial Mirror
DETAILED UNIT PRICE ANALYSIS
| PROJECT NAME: |  |  | PROPOSED ONE STOREY TWO BED ROOM RESIDENTIAL BUILDING
ITEM NO. | Item No./Description: |  |  | 1002(5)p | FACIAL MIRROR
UNIT | Unit of Measurement: |  |  | SQ.M.
| Output per day: |  |  | 3.2 | SQ.M./DAY
QTY | Quantity: |  |  | 0.5 | SQ.M.
| Designation |  |  |  |  | No. Person | No. of Days | Daily Rate |  | Amount
| A. | Labor
DURATION |  | a. | Construction Foreman/Engineering Assistant |  |  | 1 | 0.15625 | 800 |  | 125
|  | b. | Skilled Laborer |  |  | 1 | 0.15625 | 600 |  | 93.75
|  | c. | Laborer |  |  | 1 | 0.15625 | 400 |  | 62.5
LABOR |  | Sub-Total for A | [6 empty] | P | 281.25
| Name and Capacity |  |  |  |  | No. of Units | No. of Days | Daily Rate |  | Amount
| B. | Equipment
|  |  | Minor Tools (10% of labor Cost) | [6 empty] | 28.125
EQUIPMENT |  | Sub-Total for B | [6 empty] | P | 28.125
| C. | Total (A+B) | [7 empty] | 309.375
| D. | Output per day |  |  | = | [5 empty] | 2Ø 45° bend | 2Øx2Ø tee | 4Øx4Ø coupling
| Name and Specifications |  |  |  |  | Quantity | Unit | Unit Cost |  | Amount
| E. | Materials | [9 empty] | 2
|  | a. | Facial Mirror |  |  | 0.5 | sq.m. | 900 |  | 450 |  |  | 4
|  | b. | Consumables (5% of Material Cost) | [6 empty] | 45
MATERIAL |  | Sub-Total for E | [6 empty] | P | 495
| F. | Direct Cost (C+E) | [7 empty] | 804.375
| G. | Overhead, Contingencies & Miscellaneous |  |  |  |  | 5% |  |  | 40.2188
| H. | Contractor's Profit (CP) |  |  |  |  | 10% |  |  | 80.4375
| I. | Value Added Tax (VAT) |  |  |  |  | 0% |  |  | 0
CHECKING | J. | Total Cost | [7 empty] | 925.0312
ADJUSTED CHECKING | k. | Total Unit Cost | [7 empty] | 1850.0625

## Other item-Plumbing
DETAILED UNIT PRICE ANALYSIS
| PROJECT NAME: |  |  | PROPOSED ONE STOREY TWO BED ROOM RESIDENTIAL BUILDING
ITEM NO. | Item No./Description: |  |  | SPL- ? | (INPUT OTHER PLUMBING WORK ITEM THAT IS NOT FOUND IN THIS SPREADSHEET)
UNIT | Unit of Measurement: |  |  | L.S.
Output per day:
QTY | Quantity: |  |  | 1 | L.S.
| Designation |  |  |  |  | No. Person | No. of Days | Daily Rate |  | Amount
| A. | Labor
DURATION |  | a. | Construction Foreman/Engineering Assistant |  |  |  |  | 800 |  | 0
|  | b. | Skilled Laborer |  |  |  |  | 600 |  | 0
|  | c. | Laborer |  |  |  |  | 400 |  | 0
LABOR |  | Sub-Total for A | [6 empty] | P | 0
| Name and Capacity |  |  |  |  | No. of Units | No. of Days | Daily Rate |  | Amount
| B. | Equipment
|  |  | Minor Tools (10% of labor Cost) | [6 empty] | 0
EQUIPMENT |  | Sub-Total for B | [6 empty] | P | 0
| C. | Total (A+B) | [7 empty] | 0
| D. | Output per day |  |  | = | [5 empty] | 2Ø 45° bend | 2Øx2Ø tee | 4Øx4Ø coupling
| Name and Specifications |  |  |  |  | Quantity | Unit | Unit Cost |  | Amount
| E. | Materials | [9 empty] | 2
|  | a. | [10 empty] | 4
b.
MATERIAL |  | Sub-Total for E | [6 empty] | P | 0
| F. | Direct Cost (C+E) | [7 empty] | 0
| G. | Overhead, Contingencies & Miscellaneous |  |  |  |  | 5% |  |  | 0
| H. | Contractor's Profit (CP) |  |  |  |  | 10% |  |  | 0
| I. | Value Added Tax (VAT) |  |  |  |  | 0% |  |  | 0
CHECKING | J. | Total Cost | [7 empty] | 0
ADJUSTED CHECKING | k. | Total Unit Cost | [7 empty] | 0

## 1100(1) Conduit
DETAILED UNIT PRICE ANALYSIS
| PROJECT NAME: |  |  | PROPOSED ONE STOREY TWO BED ROOM RESIDENTIAL BUILDING
ITEM NO. | Item No./Description: |  |  | 1002(5) | 15MM-25MM DIA. FLEXIBLE CONDUIT
UNIT | Unit of Measurement: |  |  | M.
| Output per day: |  |  | 28.272 | M./DAY
QTY | Quantity: |  |  | 200 | M.
| Designation |  |  |  |  | No. Person | No. of Days | Daily Rate |  | Amount
| A. | Labor
DURATION |  | a. | Construction Foreman/Engineering Assistant |  |  | 1 | 7.0741 | 800 |  | 5659.3096
|  | b. | Skilled Laborer |  |  | 1 | 7.0741 | 600 |  | 4244.4822
|  | c. | Laborer |  |  | 1 | 7.0741 | 400 |  | 2829.6548
LABOR |  | Sub-Total for A | [6 empty] | P | 12733.45
| Name and Capacity |  |  |  |  | No. of Units | No. of Days | Daily Rate |  | Amount
| B. | Equipment
|  |  | Minor Tools (10% of labor Cost) | [6 empty] | 1273.345
EQUIPMENT |  | Sub-Total for B | [6 empty] | P | 1273.345
| C. | Total (A+B) | [7 empty] | 14006.795
| D. | Output per day |  |  | = | [5 empty] | 2Ø 45° bend | 2Øx2Ø tee | 4Øx4Ø coupling
| Name and Specifications |  |  |  |  | Quantity | Unit | Unit Cost |  | Amount
| E. | Materials | [9 empty] | 2
|  | a. | Flexible/ Rigid Conduit |  |  | 200 | m. | 15 |  | 3000 |  |  | 4
|  | b. | Consumables (5% of Material Cost) | [6 empty] | 300
Estimator shall Include fittings in the material take-off.
MATERIAL |  | Sub-Total for E | [6 empty] | P | 3300
| F. | Direct Cost (C+E) | [7 empty] | 17306.795
| G. | Overhead, Contingencies & Miscellaneous |  |  |  |  | 5% |  |  | 865.3398
| H. | Contractor's Profit (CP) |  |  |  |  | 10% |  |  | 1730.6795
| I. | Value Added Tax (VAT) |  |  |  |  | 0% |  |  | 0
CHECKING | J. | Total Cost | [7 empty] | 19902.8143
ADJUSTED CHECKING | k. | Total Unit Cost | [7 empty] | 99.5141

## 1100 Junc Utility Box
DETAILED UNIT PRICE ANALYSIS
| PROJECT NAME: |  |  | PROPOSED ONE STOREY TWO BED ROOM RESIDENTIAL BUILDING
ITEM NO. | Item No./Description: |  |  | 1100 | JUNCTION UTILITY/PULL / SQUARE BOX
UNIT | Unit of Measurement: |  |  | PC.
| Output per day: |  |  | 20 | PC./DAY
QTY | Quantity: |  |  | 33 | PC.
| Designation |  |  |  |  | No. Person | No. of Days | Daily Rate |  | Amount
| A. | Labor
DURATION |  | a. | Construction Foreman/Engineering Assistant |  |  | 1 | 1.65 | 800 |  | 1320
|  | b. | Skilled Laborer |  |  | 1 | 1.65 | 600 |  | 990
|  | c. | Laborer |  |  | 1 | 1.65 | 400 |  | 660
LABOR |  | Sub-Total for A | [6 empty] | P | 2970
| Name and Capacity |  |  |  |  | No. of Units | No. of Days | Daily Rate |  | Amount
| B. | Equipment
|  |  | Minor Tools (10% of labor Cost) | [6 empty] | 297
EQUIPMENT |  | Sub-Total for B | [6 empty] | P | 297
| C. | Total (A+B) | [7 empty] | 3267
| D. | Output per day |  |  | = | [5 empty] | 2Ø 45° bend | 2Øx2Ø tee | 4Øx4Ø coupling
| Name and Specifications |  |  |  |  | Quantity | Unit | Unit Cost |  | Amount
| E. | Materials | [9 empty] | 2
|  | a. | Junction/ Utility/ Pull/ Square Box |  |  | 33 | pc. | 45 |  | 1485 |  |  | 4
|  | b. | Consumables (5% of Material Cost) | [6 empty] | 148.5
MATERIAL |  | Sub-Total for E | [6 empty] | P | 1633.5
| F. | Direct Cost (C+E) | [7 empty] | 4900.5
| G. | Overhead, Contingencies & Miscellaneous |  |  |  |  | 5% |  |  | 245.025
| H. | Contractor's Profit (CP) |  |  |  |  | 10% |  |  | 490.05
| I. | Value Added Tax (VAT) |  |  |  |  | 0% |  |  | 0
CHECKING | J. | Total Cost | [7 empty] | 5635.575
ADJUSTED CHECKING | k. | Total Unit Cost | [7 empty] | 170.775

## 1101(2) 1.6-5.5 mm2 Elec Wire
DETAILED UNIT PRICE ANALYSIS
| PROJECT NAME: |  |  | PROPOSED ONE STOREY TWO BED ROOM RESIDENTIAL BUILDING
ITEM NO. | Item No./Description: |  |  | 1101(2) | 1.6MM2 - 5.5MM2 ELECTRIC WIRE (TW/THHN/TWHN2)
UNIT | Unit of Measurement: |  |  | M.
| Output per day: |  |  | 200 | M./DAY
QTY | Quantity: |  |  | 600 | M.
| Designation |  |  |  |  | No. Person | No. of Days | Daily Rate |  | Amount
| A. | Labor
DURATION |  | a. | Construction Foreman/Engineering Assistant |  |  | 1 | 3 | 800 |  | 2400
|  | b. | Skilled Laborer |  |  | 1 | 3 | 600 |  | 1800
|  | c. | Laborer |  |  | 1 | 3 | 400 |  | 1200
LABOR |  | Sub-Total for A | [6 empty] | P | 5400
| Name and Capacity |  |  |  |  | No. of Units | No. of Days | Daily Rate |  | Amount
| B. | Equipment
|  |  | Minor Tools (10% of labor Cost) | [6 empty] | 540
EQUIPMENT |  | Sub-Total for B | [6 empty] | P | 540
| C. | Total (A+B) | [7 empty] | 5940
| D. | Output per day |  |  | = | [5 empty] | 2Ø 45° bend | 2Øx2Ø tee | 4Øx4Ø coupling
| Name and Specifications |  |  |  |  | Quantity | Unit | Unit Cost |  | Amount
| E. | Materials | [9 empty] | 2
|  | a. | 1.6mm2 - 5.5mm2 Electric Wire (TW/THHN/TWHN2) |  |  | 600 | m. | 29 |  | 17400 |  |  | 4
|  | b. | Consumables (5% of Material Cost) | [6 empty] | 1740
The estimator shall breakdown the electrical wire requirements
MATERIAL |  | Sub-Total for E | [6 empty] | P | 19140
| F. | Direct Cost (C+E) | [7 empty] | 25080
| G. | Overhead, Contingencies & Miscellaneous |  |  |  |  | 5% |  |  | 1254
| H. | Contractor's Profit (CP) |  |  |  |  | 10% |  |  | 2508
| I. | Value Added Tax (VAT) |  |  |  |  | 0% |  |  | 0
CHECKING | J. | Total Cost | [7 empty] | 28842
ADJUSTED CHECKING | k. | Total Unit Cost | [7 empty] | 48.07

## 1101 Single C Outlet
DETAILED UNIT PRICE ANALYSIS
| PROJECT NAME: |  |  | PROPOSED ONE STOREY TWO BED ROOM RESIDENTIAL BUILDING
ITEM NO. | Item No./Description: |  |  | 1101 | SINGLE CONVINENCE OUTLET/ RECEPTACLE, GROUNDING TYPE/HEAVY DUTY CONVENIENCE OUTLET
UNIT | Unit of Measurement: |  |  | SET
| Output per day: |  |  | 32 | SET/DAY
QTY | Quantity: |  |  | 13 | SET
| Designation |  |  |  |  | No. Person | No. of Days | Daily Rate |  | Amount
| A. | Labor
DURATION |  | a. | Construction Foreman/Engineering Assistant |  |  | 1 | 0.40625 | 800 |  | 325
|  | b. | Skilled Laborer |  |  | 1 | 0.40625 | 600 |  | 243.75
|  | c. | Laborer |  |  | 1 | 0.40625 | 400 |  | 162.5
LABOR |  | Sub-Total for A | [6 empty] | P | 731.25
| Name and Capacity |  |  |  |  | No. of Units | No. of Days | Daily Rate |  | Amount
| B. | Equipment
EQUIPMENT |  | Sub-Total for B | [6 empty] | P | 0
| C. | Total (A+B) | [7 empty] | 731.25
| D. | Output per day |  |  | = | [5 empty] | 2Ø 45° bend | 2Øx2Ø tee | 4Øx4Ø coupling
| Name and Specifications |  |  |  |  | Quantity | Unit | Unit Cost |  | Amount
| E. | Materials | [9 empty] | 2
|  | a. | Single Convenience Outlet/ or Equivalent |  |  | 13 | set | 180 |  | 2340 |  |  | 4
234
MATERIAL |  | Sub-Total for E | [6 empty] | P | 2574
| F. | Direct Cost (C+E) | [7 empty] | 3305.25
| G. | Overhead, Contingencies & Miscellaneous |  |  |  |  | 5% |  |  | 165.2625
| H. | Contractor's Profit (CP) |  |  |  |  | 10% |  |  | 330.525
| I. | Value Added Tax (VAT) |  |  |  |  | 0% |  |  | 0
CHECKING | J. | Total Cost | [7 empty] | 3801.0375
ADJUSTED CHECKING | k. | Total Unit Cost | [7 empty] | 292.3875

## 1101 Duplex C Outlet
DETAILED UNIT PRICE ANALYSIS
| PROJECT NAME: |  |  | PROPOSED ONE STOREY TWO BED ROOM RESIDENTIAL BUILDING
ITEM NO. | Item No./Description: |  |  | 1101 | DUPLEX CONVINENCE OUTLET/ RECEPTACLE, GROUNDING TYPE/HEAVY DUTY CONVENIENCE OUTLET
UNIT | Unit of Measurement: |  |  | SET
| Output per day: |  |  | 26.6667 | SET/DAY
QTY | Quantity: |  |  | 10 | SET
| Designation |  |  |  |  | No. Person | No. of Days | Daily Rate |  | Amount
| A. | Labor
DURATION |  | a. | Construction Foreman/Engineering Assistant |  |  | 1 | 0.375 | 800 |  | 300
|  | b. | Skilled Laborer |  |  | 1 | 0.375 | 600 |  | 225
|  | c. | Laborer |  |  | 1 | 0.375 | 400 |  | 150
LABOR |  | Sub-Total for A | [6 empty] | P | 675
| Name and Capacity |  |  |  |  | No. of Units | No. of Days | Daily Rate |  | Amount
| B. | Equipment
EQUIPMENT |  | Sub-Total for B | [6 empty] | P | 0
| C. | Total (A+B) | [7 empty] | 675
| D. | Output per day |  |  | = | [5 empty] | 2Ø 45° bend | 2Øx2Ø tee | 4Øx4Ø coupling
| Name and Specifications |  |  |  |  | Quantity | Unit | Unit Cost |  | Amount
| E. | Materials | [9 empty] | 2
|  | a. | Duplex Convenience Outlet/ or Equivalent |  |  | 10 | set | 230 |  | 2300 |  |  | 4
230
MATERIAL |  | Sub-Total for E | [6 empty] | P | 2530
| F. | Direct Cost (C+E) | [7 empty] | 3205
| G. | Overhead, Contingencies & Miscellaneous |  |  |  |  | 5% |  |  | 160.25
| H. | Contractor's Profit (CP) |  |  |  |  | 10% |  |  | 320.5
| I. | Value Added Tax (VAT) |  |  |  |  | 0% |  |  | 0
CHECKING | J. | Total Cost | [7 empty] | 3685.75
ADJUSTED CHECKING | k. | Total Unit Cost | [7 empty] | 368.575

## 1102 Panel Board
DETAILED UNIT PRICE ANALYSIS
| PROJECT NAME: |  |  | PROPOSED ONE STOREY TWO BED ROOM RESIDENTIAL BUILDING
ITEM NO. | Item No./Description: |  |  | 1102 | PANEL BOARD WITH MAIN BREAKER/BRANCHES, 3 WIRES, 1 NEUTRAL, 50AMP-200AMP
UNIT | Unit of Measurement: |  |  | SET
| Output per day: |  |  | 1.4545 | SET/DAY
QTY | Quantity: |  |  | 1 | SET
| Designation |  |  |  |  | No. Person | No. of Days | Daily Rate |  | Amount
| A. | Labor
DURATION |  | a. | Construction Foreman/Engineering Assistant |  |  | 1 | 0.6875 | 800 |  | 550
|  | b. | Skilled Laborer |  |  | 1 | 0.6875 | 600 |  | 412.5
|  | c. | Laborer |  |  | 2 | 0.6875 | 400 |  | 550
LABOR |  | Sub-Total for A | [6 empty] | P | 1512.5
| Name and Capacity |  |  |  |  | No. of Units | No. of Days | Daily Rate |  | Amount
| B. | Equipment
EQUIPMENT |  | Sub-Total for B | [6 empty] | P | 0
| C. | Total (A+B) | [7 empty] | 1512.5
| D. | Output per day |  |  | = | [5 empty] | 2Ø 45° bend | 2Øx2Ø tee | 4Øx4Ø coupling
| Name and Specifications |  |  |  |  | Quantity | Unit | Unit Cost |  | Amount
| E. | Materials | [9 empty] | 2
|  | a. | Panel Board with Main Breaker and 8-Branches |  |  | 1 | set | 4000 |  | 4000 |  |  | 4
|  | b. | Consumables (5% of Material Cost) | [6 empty] | 400
Include the Circuits Breaker needed:
|  | c. | ?? Amp Circuit Breaker |  |  | 1 | set | 450 |  | 450
|  | d. | ?? Amp Circuit Breaker |  |  | 2 | set | 451 |  | 902
|  | e. | ?? Amp Circuit Breaker |  |  | 2 | set | 452 |  | 904
MATERIAL |  | Sub-Total for E | [6 empty] | P | 6656
| F. | Direct Cost (C+E) | [7 empty] | 8168.5
| G. | Overhead, Contingencies & Miscellaneous |  |  |  |  | 5% |  |  | 408.425
| H. | Contractor's Profit (CP) |  |  |  |  | 10% |  |  | 816.85
| I. | Value Added Tax (VAT) |  |  |  |  | 0% |  |  | 0
CHECKING | J. | Total Cost | [7 empty] | 9393.775
ADJUSTED CHECKING | k. | Total Unit Cost | [7 empty] | 9393.775

## 1103(2) Lighting Fixtures
DETAILED UNIT PRICE ANALYSIS
| PROJECT NAME: |  |  | PROPOSED ONE STOREY TWO BED ROOM RESIDENTIAL BUILDING
ITEM NO. | Item No./Description: |  |  | 1103(2) | FLOURESCENT LIGHTING FIXTURE WITH BALLAST/ LIGHT EMITTING DIODE (LED) BULB, 1 BULB
UNIT | Unit of Measurement: |  |  | SET
| Output per day: |  |  | 8 | SET/DAY
QTY | Quantity: |  |  | 40 | SET
| Designation |  |  |  |  | No. Person | No. of Days | Daily Rate |  | Amount
| A. | Labor
DURATION |  | a. | Construction Foreman/Engineering Assistant |  |  | 1 | 5 | 800 |  | 4000
|  | b. | Skilled Laborer |  |  | 1 | 5 | 600 |  | 3000
|  | c. | Laborer |  |  | 1 | 5 | 400 |  | 2000
LABOR |  | Sub-Total for A | [6 empty] | P | 9000
| Name and Capacity |  |  |  |  | No. of Units | No. of Days | Daily Rate |  | Amount
| B. | Equipment
|  |  | Minor Tools (10% of labor Cost) | [6 empty] | 900
EQUIPMENT |  | Sub-Total for B | [6 empty] | P | 900
| C. | Total (A+B) | [7 empty] | 9900
| D. | Output per day |  |  | = | [5 empty] | 2Ø 45° bend | 2Øx2Ø tee | 4Øx4Ø coupling
| Name and Specifications |  |  |  |  | Quantity | Unit | Unit Cost |  | Amount
| E. | Materials | [9 empty] | 2
|  | a. | Lighting Fixture e.i. 20watts LED Surface Mounted |  |  | 40 | set | 180 |  | 7200 |  |  | 4
720
MATERIAL |  | Sub-Total for E | [6 empty] | P | 7920
| F. | Direct Cost (C+E) | [7 empty] | 17820
| G. | Overhead, Contingencies & Miscellaneous |  |  |  |  | 5% |  |  | 891
| H. | Contractor's Profit (CP) |  |  |  |  | 10% |  |  | 1782
| I. | Value Added Tax (VAT) |  |  |  |  | 0% |  |  | 0
CHECKING | J. | Total Cost | [7 empty] | 20493
ADJUSTED CHECKING | k. | Total Unit Cost | [7 empty] | 512.325

## Other item-Electrical
DETAILED UNIT PRICE ANALYSIS
| PROJECT NAME: |  |  | PROPOSED ONE STOREY TWO BED ROOM RESIDENTIAL BUILDING
ITEM NO. | Item No./Description: |  |  | SPL- ? | (INPUT OTHER ELECTRICAL WORK ITEM THAT IS NOT FOUND IN THIS SPREADSHEET)
UNIT | Unit of Measurement: |  |  | L.S.
Output per day:
QTY | Quantity: |  |  | 1 | L.S.
| Designation |  |  |  |  | No. Person | No. of Days | Daily Rate |  | Amount
| A. | Labor
DURATION |  | a. | Construction Foreman/Engineering Assistant |  |  | 1 |  | 800 |  | 0
|  | b. | Skilled Laborer |  |  | 1 |  | 600 |  | 0
|  | c. | Laborer |  |  | 1 |  | 400 |  | 0
LABOR |  | Sub-Total for A | [6 empty] | P | 0
| Name and Capacity |  |  |  |  | No. of Units | No. of Days | Daily Rate |  | Amount
| B. | Equipment
|  |  | Minor Tools (10% of labor Cost) | [6 empty] | 0
EQUIPMENT |  | Sub-Total for B | [6 empty] | P | 0
| C. | Total (A+B) | [7 empty] | 0
| D. | Output per day |  |  | = | [5 empty] | 2Ø 45° bend | 2Øx2Ø tee | 4Øx4Ø coupling
| Name and Specifications |  |  |  |  | Quantity | Unit | Unit Cost |  | Amount
| E. | Materials | [9 empty] | 2
|  | a. | [10 empty] | 4
MATERIAL |  | Sub-Total for E | [6 empty] | P | 0
| F. | Direct Cost (C+E) | [7 empty] | 0
| G. | Overhead, Contingencies & Miscellaneous |  |  |  |  | 5% |  |  | 0
| H. | Contractor's Profit (CP) |  |  |  |  | 10% |  |  | 0
| I. | Value Added Tax (VAT) |  |  |  |  | 0% |  |  | 0
CHECKING | J. | Total Cost | [7 empty] | 0
ADJUSTED CHECKING | k. | Total Unit Cost | [7 empty] | 0